## CHAUVIN ARNOUX Product List
P01191733Z | C.A 730 | 3760171413951
Accessories & Replacement Parts
P01100620 | 9V Alcaline Battery
P01100620A | 9V Alcaline Battery (x12)
P01100620B | 9V Alcaline Battery (x24)
P01298012 | Shoulder bag No.10 | 3760171414514
P01298012Z | Shoulder bag No.10 blister (set of 5 pieces)
P01298065Z | Carrying Case 200x100x40 | 3760171414651
P03100824 | Wrist strap
P03100850 | Holster No.5
P01191745Z | C.A 732 VOLTESTER | 3760171414019
Accessories & Replacement Parts
P01296032 | 1,5V Alcaline Battery LR03
P01296032A | 1,5V Alcaline Battery LR03 (x12)
P01296032B | 1,5V Alcaline Battery LR03 (x24)
P01191734Z | C.A 735 | 3760171413968
Accessories & Replacement Parts
P01100620 | 9V Alcaline Battery
P01100620A | 9V Alcaline Battery (x12)
P01100620B | 9V Alcaline Battery (x24)
P01102033 | Tips protector (x10)
P01298012 | Shoulder bag No.10 | 3760171414514
P01298012Z | Shoulder bag No.10 blister (set of 5 pieces)
P01298065Z | Carrying Case 200x100x40 | 3760171414651
P03100824 | Wrist strap
P03100850 | Holster No.5
P01191736Z | C.A 745 | 3760171413975
Accessories & Replacement Parts
P01100620 | 9V Alcaline Battery
P01100620A | 9V Alcaline Battery (x12)
P01100620B | 9V Alcaline Battery (x24)
P01102033 | Tips protector (x10)
P01103061Z | Removable test probe whit locking stud | 3760171417508
P01295457Z | Crocodile clip Cat4 1kV RD/BK | 3760171416488
P01298007 | Carrying Case | 3760171414491
P01298012 | Shoulder bag No.10 | 3760171414514
P01298012Z | Shoulder bag No.10 blister (set of 5 pieces)
P01298065Z | Carrying Case 200x100x40 | 3760171414651
P01191741B | C.A 740N IP2X | 3760171418741
P01191741Z | C.A 740N | 3760171418215
Accessories & Replacement Parts
P01101997Z | C.A 751 Socket Tester | 3760171412084
P01102008Z | SPARE RED PROBE FOR IEC 61243-3 TESTER | 3760171418345
P01102009Z | SPARE BLACK LEAD/W PROBE FOR IEC 61243-3 TESTER | 3760171418352
P01102033 | Tips protector (x10)
P01102034 | Little test pole adaptator (x2)
P01295285Z | Lead IP2X 0,25 RD 0,85 BK for DDT | 3760171410226
P01295462Z | Lead IP2X 1,5m test probe 4- CF4 for DDT RD/BK | 3760171417355
P01298012 | Shoulder bag No.10 | 3760171414514
P01298012Z | Shoulder bag No.10 blister (set of 5 pieces)
P01298065Z | Carrying Case 200x100x40 | 3760171414651
P01298074 | Softcase 120x200x600 with MultiFix | 3760171417386
P03100824 | Wrist strap
P01101997Z | C.A 751 Socket Tester | 3760171412084
Accessories & Replacement Parts
P01298065Z | Carrying Case 200x100x40 | 3760171414651
P01191761B | C.A 760N IP2X | 3760171418758
P01191761Z | C.A760N | 3760171418222
Accessories & Replacement Parts
P01101997Z | C.A 751 Socket Tester | 3760171412084
P01102008Z | SPARE RED PROBE FOR IEC 61243-3 TESTER | 3760171418345
P01102009Z | SPARE BLACK LEAD/W PROBE FOR IEC 61243-3 TESTER | 3760171418352
P01102033 | Tips protector (x10)
P01102034 | Little test pole adaptator (x2)
P01295285Z | Lead IP2X 0,25 RD 0,85 BK for DDT | 3760171410226
P01295462Z | Lead IP2X 1,5m test probe 4- CF4 for DDT RD/BK | 3760171417355
P01298012 | Shoulder bag No.10 | 3760171414514
P01298012Z | Shoulder bag No.10 blister (set of 5 pieces)
P01298065Z | Carrying Case 200x100x40 | 3760171414651
P01298074 | Softcase 120x200x600 with MultiFix | 3760171417386
P03100824 | Wrist strap
P01196521E | C.A 5001 | 3760171414033
P01196521F | C.A 5001 in a case
Accessories & Replacement Parts
P01102053Z | Crocodile-clip wire grips | 3760171410318
P01102055Z | Insulation-piercing grips | 3760171410332
P01120404 | Clamp MN11 LCA 200/0.2 | 3760171412855
P01120415 | Miniclamp MN 89 CV 200/20 | 3760171412923
P01295451Z | PVC moulded leads 1,5m DM4-CM4 Cat4 1kV RD/BK | 3760171416426
P01295453Z | Silicone moulded leads 1,5 m DM4-CM4 Cat4 1kV RD/BK | 3760171416440
P01295454Z | Moulded test probe Cat4 1kV RD/BK | 3760171416457
P01295455Z | 2 PVC leads/test probes 15A 1.5m 1000V cat 4 | 3760171416464
P01295456Z | Lead 1,5m test probes CM4 15A PVC Cat4 1kV RD/BK | 3760171416471
P01295457Z | Crocodile clip Cat4 1kV RD/BK | 3760171416488
P01295458Z | Test probe 4mm Cat2 300V RD/BK | 3760171416495
P01295459Z | Test accessories for DMM | 3760171416501
P01295460Z | Test probe 2mm Cat2 300V RD/BK | 3760171416600
P01295461Z | Lead IP2X 1,5m test probe -CM4 Cat4 600V for DMM RD/BK | 3760171417348
P01296033 | 1,5V Alcaline Battery LR6
P01296033A | 1,5V Alcaline Battery LR6 (x12)
P01296033B | 1,5V Alcaline Battery LR6 (x24)
P01297028 | Set of 10 fuses, 0.5A HBC | 3760171414354
P01297035 | Set of 10 fuses, 5A HBC | 3760171414378
P01298033 | Shoulder bag for multimeter and clamp | 3760171414552
P01298036 | Case N°5 | 3760171414569
P01298037 | Carrying case for analog multimeter | 3760171414576
P01651610Z | CA 1871 INFRARED PROBE | 3760171414859
P01652401Z | CA 801 Temperature Adaptator Blister | 3760171414897
P01652411Z | C.A 803 Temperature Adaptator Blister | 3760171414903
P03100828 | Hands free test prob P1
P03295509 | Set of 10 fuses, 315mA HBC
P06239502 | ACC n°21 250x165x60 bag | 3760171415658
P01196522E | C.A 5003 | 3760171414040
P01196522F | C.A 5003 in a case
Accessories & Replacement Parts
P01100620 | 9V Alcaline Battery
P01100620A | 9V Alcaline Battery (x12)
P01100620B | 9V Alcaline Battery (x24)
P01102053Z | Crocodile-clip wire grips | 3760171410318
P01102055Z | Insulation-piercing grips | 3760171410332
P01120404 | Clamp MN11 LCA 200/0.2 | 3760171412855
P01120415 | Miniclamp MN 89 CV 200/20 | 3760171412923
P01295451Z | PVC moulded leads 1,5m DM4-CM4 Cat4 1kV RD/BK | 3760171416426
P01295453Z | Silicone moulded leads 1,5 m DM4-CM4 Cat4 1kV RD/BK | 3760171416440
P01295454Z | Moulded test probe Cat4 1kV RD/BK | 3760171416457
P01295455Z | 2 PVC leads/test probes 15A 1.5m 1000V cat 4 | 3760171416464
P01295456Z | Lead 1,5m test probes CM4 15A PVC Cat4 1kV RD/BK | 3760171416471
P01295457Z | Crocodile clip Cat4 1kV RD/BK | 3760171416488
P01295458Z | Test probe 4mm Cat2 300V RD/BK | 3760171416495
P01295459Z | Test accessories for DMM | 3760171416501
P01295460Z | Test probe 2mm Cat2 300V RD/BK | 3760171416600
P01295461Z | Lead IP2X 1,5m test probe -CM4 Cat4 600V for DMM RD/BK | 3760171417348
P01297036 | Set of 10 fuses, 1.6A HBC | 3760171414385
P01297037 | Set of 10 fuses, 16A HBC | 3760171414392
P01298033 | Shoulder bag for multimeter and clamp | 3760171414552
P01298036 | Case N°5 | 3760171414569
P01298037 | Carrying case for analog multimeter | 3760171414576
P01651610Z | CA 1871 INFRARED PROBE | 3760171414859
P01652401Z | CA 801 Temperature Adaptator Blister | 3760171414897
P01652411Z | C.A 803 Temperature Adaptator Blister | 3760171414903
P03295509 | Set of 10 fuses, 315mA HBC
P06239502 | ACC n°21 250x165x60 bag | 3760171415658
P01196523E | C.A 5005 | 3760171419533
P01196523F | C.A 5005 + MN89 Clamp in a case | 3760171414057
Accessories & Replacement Parts
P01100620 | 9V Alcaline Battery
P01100620A | 9V Alcaline Battery (x12)
P01100620B | 9V Alcaline Battery (x24)
P01102053Z | Crocodile-clip wire grips | 3760171410318
P01102055Z | Insulation-piercing grips | 3760171410332
P01105109Z | AC CURRENT CLAMP 150A 1A/1V-1MV | 3760171412367
P01120415 | Miniclamp MN 89 CV 200/20 | 3760171412923
P01295451Z | PVC moulded leads 1,5m DM4-CM4 Cat4 1kV RD/BK | 3760171416426
P01295453Z | Silicone moulded leads 1,5 m DM4-CM4 Cat4 1kV RD/BK | 3760171416440
P01295454Z | Moulded test probe Cat4 1kV RD/BK | 3760171416457
P01295455Z | 2 PVC leads/test probes 15A 1.5m 1000V cat 4 | 3760171416464
P01295456Z | Lead 1,5m test probes CM4 15A PVC Cat4 1kV RD/BK | 3760171416471
P01295457Z | Crocodile clip Cat4 1kV RD/BK | 3760171416488
P01295458Z | Test probe 4mm Cat2 300V RD/BK | 3760171416495
P01295459Z | Test accessories for DMM | 3760171416501
P01295460Z | Test probe 2mm Cat2 300V RD/BK | 3760171416600
P01295461Z | Lead IP2X 1,5m test probe -CM4 Cat4 600V for DMM RD/BK | 3760171417348
P01297038 | Set of 10 fuses, 10A HBC | 3760171414408
P01297039 | Set of 10 fuses, 1A HBC | 3760171414415
P01298033 | Shoulder bag for multimeter and clamp | 3760171414552
P01298036 | Case N°5 | 3760171414569
P01298037A | Carrying case for analogic multimeter
P01651610Z | CA 1871 INFRARED PROBE | 3760171414859
P01652401Z | CA 801 Temperature Adaptator Blister | 3760171414897
P01652411Z | C.A 803 Temperature Adaptator Blister | 3760171414903
P03100828 | Hands free test prob P1
P03295509 | Set of 10 fuses, 315mA HBC
P06239502 | ACC n°21 250x165x60 bag | 3760171415658
P01191739Z | C.A 702 Pocket DMM | 3760171413999
Accessories & Replacement Parts
P01296032 | 1,5V Alcaline Battery LR03
P01296032A | 1,5V Alcaline Battery LR03 (x12)
P01296032B | 1,5V Alcaline Battery LR03 (x24)
P01298065Z | Carrying Case 200x100x40 | 3760171414651
P01191740Z | C.A 703 Pocket DMM | 3760171414002
Accessories & Replacement Parts
P01296032 | 1,5V Alcaline Battery LR03
P01296032A | 1,5V Alcaline Battery LR03 (x12)
P01296032B | 1,5V Alcaline Battery LR03 (x24)
P01298065Z | Carrying Case 200x100x40 | 3760171414651
P01196731 | C.A5231 MULTIMETER | 3760171410455
P01196734 | C.A 5231 KIT | 3760171410493
Accessories & Replacement Parts
P01100620 | 9V Alcaline Battery
P01100620A | 9V Alcaline Battery (x12)
P01100620B | 9V Alcaline Battery (x24)
P01102053Z | Crocodile-clip wire grips | 3760171410318
P01102097 | 40KV HIGH VOLTAGE PROBE
P01102100Z | BNC Insulated F-Banana 4M | 3760171410509
P01105103Z | AC CURRENT CLAMP 150A 1A/1MV | 3760171412343
P01120070 | PAC 10 CVH Clamp 1000/1 | 3760171412572
P01120305 | Clamp C107 CV 1000/1 | 3760171412701
P01120417 | Clamp MN15 CV 200/0.2 | 3760171412947
P01120501 | AmpFlex A100 2000/2 45 | 3760171413043
P01295451Z | PVC moulded leads 1,5m DM4-CM4 Cat4 1kV RD/BK | 3760171416426
P01295453Z | Silicone moulded leads 1,5 m DM4-CM4 Cat4 1kV RD/BK | 3760171416440
P01295454Z | Moulded test probe Cat4 1kV RD/BK | 3760171416457
P01295455Z | 2 PVC leads/test probes 15A 1.5m 1000V cat 4 | 3760171416464
P01295456Z | Lead 1,5m test probes CM4 15A PVC Cat4 1kV RD/BK | 3760171416471
P01295457Z | Crocodile clip Cat4 1kV RD/BK | 3760171416488
P01295458Z | Test probe 4mm Cat2 300V RD/BK | 3760171416495
P01295459Z | Test accessories for DMM | 3760171416501
P01295460Z | Test probe 2mm Cat2 300V RD/BK | 3760171416600
P01295461Z | Lead IP2X 1,5m test probe -CM4 Cat4 600V for DMM RD/BK | 3760171417348
P01298074 | Softcase 120x200x600 with MultiFix | 3760171417386
P01651610Z | CA 1871 INFRARED PROBE | 3760171414859
P01652401Z | CA 801 Temperature Adaptator Blister | 3760171414897
P01652411Z | C.A 803 Temperature Adaptator Blister | 3760171414903
P01196733 | C.A5233 MULTIMETER | 3760171410479
Accessories & Replacement Parts
AT0070 | Fuse 10A/660V TR.RAPT
P01100620 | 9V Alcaline Battery
P01100620A | 9V Alcaline Battery (x12)
P01100620B | 9V Alcaline Battery (x24)
P01102053Z | Crocodile-clip wire grips | 3760171410318
P01102097 | 40KV HIGH VOLTAGE PROBE
P01102100Z | BNC Insulated F-Banana 4M | 3760171410509
P01102106Z | Adapter TC-K for DMMx2 | 3760171416617
P01102107Z | TC-K Fil et Adapt. for DMM | 3760171416624
P01295451Z | PVC moulded leads 1,5m DM4-CM4 Cat4 1kV RD/BK | 3760171416426
P01295453Z | Silicone moulded leads 1,5 m DM4-CM4 Cat4 1kV RD/BK | 3760171416440
P01295454Z | Moulded test probe Cat4 1kV RD/BK | 3760171416457
P01295455Z | 2 PVC leads/test probes 15A 1.5m 1000V cat 4 | 3760171416464
P01295456Z | Lead 1,5m test probes CM4 15A PVC Cat4 1kV RD/BK | 3760171416471
P01295457Z | Crocodile clip Cat4 1kV RD/BK | 3760171416488
P01295458Z | Test probe 4mm Cat2 300V RD/BK | 3760171416495
P01295459Z | Test accessories for DMM | 3760171416501
P01295460Z | Test probe 2mm Cat2 300V RD/BK | 3760171416600
P01295461Z | Lead IP2X 1,5m test probe -CM4 Cat4 600V for DMM RD/BK | 3760171417348
P01298074 | Softcase 120x200x600 with MultiFix | 3760171417386
P01651610Z | CA 1871 INFRARED PROBE | 3760171414859
P01652401Z | CA 801 Temperature Adaptator Blister | 3760171414897
P01652411Z | C.A 803 Temperature Adaptator Blister | 3760171414903
P03295509 | Set of 10 fuses, 315mA HBC
P03652906 | SK6 flexible probe | 3760171415054
P03652917 | SK11 needle probe | 3760171415139
P03652918 | SK13 general purpose probe | 3760171415146
P03652919 | SK14 surface probe, elbowed | 3760171415153
P03652920 | SK15 surface probe | 3760171415160
P03652921 | SK17 air probe | 3760171415177
P03652922 | SK19 magnetic surface probe | 3760171415184
P06239307 | Mains socket measurement cable for EIT 800 | 3760171415634
P01196771 | C.A 5271 | 3760171417638
Accessories & Replacement Parts
P01100620 | 9V Alcaline Battery
P01102100Z | BNC Insulated F-Banana 4M | 3760171410509
P01196770 | CALIBRATION KIT FOR DMM CA527X MX5060 MTX3291
P01295451Z | PVC moulded leads 1,5m DM4-CM4 Cat4 1kV RD/BK | 3760171416426
P01295453Z | Silicone moulded leads 1,5 m DM4-CM4 Cat4 1kV RD/BK | 3760171416440
P01295454Z | Moulded test probe Cat4 1kV RD/BK | 3760171416457
P01295455Z | 2 PVC leads/test probes 15A 1.5m 1000V cat 4 | 3760171416464
P01295456Z | Lead 1,5m test probes CM4 15A PVC Cat4 1kV RD/BK | 3760171416471
P01295457Z | Crocodile clip Cat4 1kV RD/BK | 3760171416488
P01295458Z | Test probe 4mm Cat2 300V RD/BK | 3760171416495
P01295459Z | Test accessories for DMM | 3760171416501
P01295461Z | Lead IP2X 1,5m test probe -CM4 Cat4 600V for DMM RD/BK | 3760171417348
P01297096 | FUSE 10X38 HPC 10A
P01298076 | Softcase 120x320x600 with MultiFix | 3760171417409
P01652401Z | CA 801 Temperature Adaptator Blister | 3760171414897
P01652411Z | C.A 803 Temperature Adaptator Blister | 3760171414903
P03295509 | Set of 10 fuses, 315mA HBC
P01196773 | C.A 5273 | 3760171417645
Accessories & Replacement Parts
P01100620 | 9V Alcaline Battery
P01102100Z | BNC Insulated F-Banana 4M | 3760171410509
P01102106Z | Adapter TC-K for DMMx2 | 3760171416617
P01102107Z | TC-K Fil et Adapt. for DMM | 3760171416624
P01196770 | CALIBRATION KIT FOR DMM CA527X MX5060 MTX3291
P01295451Z | PVC moulded leads 1,5m DM4-CM4 Cat4 1kV RD/BK | 3760171416426
P01295453Z | Silicone moulded leads 1,5 m DM4-CM4 Cat4 1kV RD/BK | 3760171416440
P01295454Z | Moulded test probe Cat4 1kV RD/BK | 3760171416457
P01295455Z | 2 PVC leads/test probes 15A 1.5m 1000V cat 4 | 3760171416464
P01295456Z | Lead 1,5m test probes CM4 15A PVC Cat4 1kV RD/BK | 3760171416471
P01295457Z | Crocodile clip Cat4 1kV RD/BK | 3760171416488
P01295458Z | Test probe 4mm Cat2 300V RD/BK | 3760171416495
P01295459Z | Test accessories for DMM | 3760171416501
P01295461Z | Lead IP2X 1,5m test probe -CM4 Cat4 600V for DMM RD/BK | 3760171417348
P01297096 | FUSE 10X38 HPC 10A
P01298076 | Softcase 120x320x600 with MultiFix | 3760171417409
P03295509 | Set of 10 fuses, 315mA HBC
P03652906 | SK6 flexible probe | 3760171415054
P03652917 | SK11 needle probe | 3760171415139
P03652918 | SK13 general purpose probe | 3760171415146
P03652919 | SK14 surface probe, elbowed | 3760171415153
P03652920 | SK15 surface probe | 3760171415160
P03652921 | SK17 air probe | 3760171415177
P03652922 | SK19 magnetic surface probe | 3760171415184
P01196775 | C.A 5275 | 3760171417652
Accessories & Replacement Parts
P01100620 | 9V Alcaline Battery
P01102100Z | BNC Insulated F-Banana 4M | 3760171410509
P01196770 | CALIBRATION KIT FOR DMM CA527X MX5060 MTX3291
P01295451Z | PVC moulded leads 1,5m DM4-CM4 Cat4 1kV RD/BK | 3760171416426
P01295453Z | Silicone moulded leads 1,5 m DM4-CM4 Cat4 1kV RD/BK | 3760171416440
P01295454Z | Moulded test probe Cat4 1kV RD/BK | 3760171416457
P01295455Z | 2 PVC leads/test probes 15A 1.5m 1000V cat 4 | 3760171416464
P01295456Z | Lead 1,5m test probes CM4 15A PVC Cat4 1kV RD/BK | 3760171416471
P01295457Z | Crocodile clip Cat4 1kV RD/BK | 3760171416488
P01295458Z | Test probe 4mm Cat2 300V RD/BK | 3760171416495
P01295459Z | Test accessories for DMM | 3760171416501
P01295461Z | Lead IP2X 1,5m test probe -CM4 Cat4 600V for DMM RD/BK | 3760171417348
P01297096 | FUSE 10X38 HPC 10A
P01297098 | FUSE 6X32 FF 0.63A
P01298076 | Softcase 120x320x600 with MultiFix | 3760171417409
P01652401Z | CA 801 Temperature Adaptator Blister | 3760171414897
P01652411Z | C.A 803 Temperature Adaptator Blister | 3760171414903
P03295509 | Set of 10 fuses, 315mA HBC
P01196777 | C.A 5277 | 3760171417669
Accessories & Replacement Parts
P01100620 | 9V Alcaline Battery
P01102100Z | BNC Insulated F-Banana 4M | 3760171410509
P01102106Z | Adapter TC-K for DMMx2 | 3760171416617
P01102107Z | TC-K Fil et Adapt. for DMM | 3760171416624
P01196770 | CALIBRATION KIT FOR DMM CA527X MX5060 MTX3291
P01295451Z | PVC moulded leads 1,5m DM4-CM4 Cat4 1kV RD/BK | 3760171416426
P01295453Z | Silicone moulded leads 1,5 m DM4-CM4 Cat4 1kV RD/BK | 3760171416440
P01295454Z | Moulded test probe Cat4 1kV RD/BK | 3760171416457
P01295455Z | 2 PVC leads/test probes 15A 1.5m 1000V cat 4 | 3760171416464
P01295456Z | Lead 1,5m test probes CM4 15A PVC Cat4 1kV RD/BK | 3760171416471
P01295457Z | Crocodile clip Cat4 1kV RD/BK | 3760171416488
P01295458Z | Test probe 4mm Cat2 300V RD/BK | 3760171416495
P01295459Z | Test accessories for DMM | 3760171416501
P01295461Z | Lead IP2X 1,5m test probe -CM4 Cat4 600V for DMM RD/BK | 3760171417348
P01297096 | FUSE 10X38 HPC 10A
P01297098 | FUSE 6X32 FF 0.63A
P01298076 | Softcase 120x320x600 with MultiFix | 3760171417409
P03295509 | Set of 10 fuses, 315mA HBC
P03652906 | SK6 flexible probe | 3760171415054
P03652917 | SK11 needle probe | 3760171415139
P03652918 | SK13 general purpose probe | 3760171415146
P03652919 | SK14 surface probe, elbowed | 3760171415153
P03652920 | SK15 surface probe | 3760171415160
P03652921 | SK17 air probe | 3760171415177
P03652922 | SK19 magnetic surface probe | 3760171415184
P01196311E | C.A 5011 | 3760171414026
P01196311F | C.A 5011 in case
Accessories & Replacement Parts
P01100620 | 9V Alcaline Battery
P01100620A | 9V Alcaline Battery (x12)
P01100620B | 9V Alcaline Battery (x24)
P01102053Z | Crocodile-clip wire grips | 3760171410318
P01102055Z | Insulation-piercing grips | 3760171410332
P01105101Z | AC CURRENT CLAMP 150A 1000/1 | 3760171412336
P01120301 | Clamp C100 DA 1000/1 | 3760171412664
P01120404 | Clamp MN11 LCA 200/0.2 | 3760171412855
P01120501 | AmpFlex A100 2000/2 45 | 3760171413043
P01295451Z | PVC moulded leads 1,5m DM4-CM4 Cat4 1kV RD/BK | 3760171416426
P01295453Z | Silicone moulded leads 1,5 m DM4-CM4 Cat4 1kV RD/BK | 3760171416440
P01295454Z | Moulded test probe Cat4 1kV RD/BK | 3760171416457
P01295455Z | 2 PVC leads/test probes 15A 1.5m 1000V cat 4 | 3760171416464
P01295456Z | Lead 1,5m test probes CM4 15A PVC Cat4 1kV RD/BK | 3760171416471
P01295457Z | Crocodile clip Cat4 1kV RD/BK | 3760171416488
P01295458Z | Test probe 4mm Cat2 300V RD/BK | 3760171416495
P01295459Z | Test accessories for DMM | 3760171416501
P01295460Z | Test probe 2mm Cat2 300V RD/BK | 3760171416600
P01295461Z | Lead IP2X 1,5m test probe -CM4 Cat4 600V for DMM RD/BK | 3760171417348
P01297038 | Set of 10 fuses, 10A HBC | 3760171414408
P01297039 | Set of 10 fuses, 1A HBC | 3760171414415
P01298033 | Shoulder bag for multimeter and clamp | 3760171414552
P01298036 | Case N°5 | 3760171414569
P01298037 | Carrying case for analog multimeter | 3760171414576
P01651610Z | CA 1871 INFRARED PROBE | 3760171414859
P01652401Z | CA 801 Temperature Adaptator Blister | 3760171414897
P01652411Z | C.A 803 Temperature Adaptator Blister | 3760171414903
P03295509 | Set of 10 fuses, 315mA HBC
P01120760 | F62 | 3760171413227
P01120760Z | F62 (sous blister) | 3760171417034
Accessories & Replacement Parts
P01101997Z | C.A 751 Socket Tester | 3760171412084
P01102053Z | Crocodile-clip wire grips | 3760171410318
P01102055Z | Insulation-piercing grips | 3760171410332
P01197201 | AN1 Artificial neutral box | 3760171414101
P01295451Z | PVC moulded leads 1,5m DM4-CM4 Cat4 1kV RD/BK | 3760171416426
P01295453Z | Silicone moulded leads 1,5 m DM4-CM4 Cat4 1kV RD/BK | 3760171416440
P01295454Z | Moulded test probe Cat4 1kV RD/BK | 3760171416457
P01295455Z | 2 PVC leads/test probes 15A 1.5m 1000V cat 4 | 3760171416464
P01295456Z | Lead 1,5m test probes CM4 15A PVC Cat4 1kV RD/BK | 3760171416471
P01295457Z | Crocodile clip Cat4 1kV RD/BK | 3760171416488
P01295458Z | Test probe 4mm Cat2 300V RD/BK | 3760171416495
P01295459Z | Test accessories for DMM | 3760171416501
P01295460Z | Test probe 2mm Cat2 300V RD/BK | 3760171416600
P01295461Z | Lead IP2X 1,5m test probe -CM4 Cat4 600V for DMM RD/BK | 3760171417348
P01298065Z | Carrying Case 200x100x40 | 3760171414651
P01120761 | F65 | 3760171413234
Accessories & Replacement Parts
P01101997Z | C.A 751 Socket Tester | 3760171412084
P01102053Z | Crocodile-clip wire grips | 3760171410318
P01102055Z | Insulation-piercing grips | 3760171410332
P01197201 | AN1 Artificial neutral box | 3760171414101
P01295451Z | PVC moulded leads 1,5m DM4-CM4 Cat4 1kV RD/BK | 3760171416426
P01295453Z | Silicone moulded leads 1,5 m DM4-CM4 Cat4 1kV RD/BK | 3760171416440
P01295454Z | Moulded test probe Cat4 1kV RD/BK | 3760171416457
P01295455Z | 2 PVC leads/test probes 15A 1.5m 1000V cat 4 | 3760171416464
P01295456Z | Lead 1,5m test probes CM4 15A PVC Cat4 1kV RD/BK | 3760171416471
P01295457Z | Crocodile clip Cat4 1kV RD/BK | 3760171416488
P01295458Z | Test probe 4mm Cat2 300V RD/BK | 3760171416495
P01295459Z | Test accessories for DMM | 3760171416501
P01295460Z | Test probe 2mm Cat2 300V RD/BK | 3760171416600
P01295461Z | Lead IP2X 1,5m test probe -CM4 Cat4 600V for DMM RD/BK | 3760171417348
P01298065Z | Carrying Case 200x100x40 | 3760171414651
P01120921 | F201 | 3760171410530
Accessories & Replacement Parts
P01100620 | 9V Alcaline Battery
P01102100Z | BNC Insulated F-Banana 4M | 3760171410509
P01295451Z | PVC moulded leads 1,5m DM4-CM4 Cat4 1kV RD/BK | 3760171416426
P01295453Z | Silicone moulded leads 1,5 m DM4-CM4 Cat4 1kV RD/BK | 3760171416440
P01295454Z | Moulded test probe Cat4 1kV RD/BK | 3760171416457
P01295455Z | 2 PVC leads/test probes 15A 1.5m 1000V cat 4 | 3760171416464
P01295456Z | Lead 1,5m test probes CM4 15A PVC Cat4 1kV RD/BK | 3760171416471
P01295457Z | Crocodile clip Cat4 1kV RD/BK | 3760171416488
P01295458Z | Test probe 4mm Cat2 300V RD/BK | 3760171416495
P01295459Z | Test accessories for DMM | 3760171416501
P01295461Z | Lead IP2X 1,5m test probe -CM4 Cat4 600V for DMM RD/BK | 3760171417348
P01298075 | Softcase 120x245x600 with MultiFix | 3760171417393
P03295509 | Set of 10 fuses, 315mA HBC
P01120923 | F203 | 3760171410516
Accessories & Replacement Parts
P01100620 | 9V Alcaline Battery
P01102100Z | BNC Insulated F-Banana 4M | 3760171410509
P01102106Z | Adapter TC-K for DMMx2 | 3760171416617
P01102107Z | TC-K Fil et Adapt. for DMM | 3760171416624
P01295451Z | PVC moulded leads 1,5m DM4-CM4 Cat4 1kV RD/BK | 3760171416426
P01295453Z | Silicone moulded leads 1,5 m DM4-CM4 Cat4 1kV RD/BK | 3760171416440
P01295454Z | Moulded test probe Cat4 1kV RD/BK | 3760171416457
P01295455Z | 2 PVC leads/test probes 15A 1.5m 1000V cat 4 | 3760171416464
P01295456Z | Lead 1,5m test probes CM4 15A PVC Cat4 1kV RD/BK | 3760171416471
P01295457Z | Crocodile clip Cat4 1kV RD/BK | 3760171416488
P01295458Z | Test probe 4mm Cat2 300V RD/BK | 3760171416495
P01295459Z | Test accessories for DMM | 3760171416501
P01295461Z | Lead IP2X 1,5m test probe -CM4 Cat4 600V for DMM RD/BK | 3760171417348
P01298075 | Softcase 120x245x600 with MultiFix | 3760171417393
P01652401Z | CA 801 Temperature Adaptator Blister | 3760171414897
P01652411Z | C.A 803 Temperature Adaptator Blister | 3760171414903
P03295509 | Set of 10 fuses, 315mA HBC
P03652906 | SK6 flexible probe | 3760171415054
P03652917 | SK11 needle probe | 3760171415139
P03652918 | SK13 general purpose probe | 3760171415146
P03652919 | SK14 surface probe, elbowed | 3760171415153
P03652920 | SK15 surface probe | 3760171415160
P03652921 | SK17 air probe | 3760171415177
P03652922 | SK19 magnetic surface probe | 3760171415184
P01120925 | F205 | 3760171410547
Accessories & Replacement Parts
P01100620 | 9V Alcaline Battery
P01102100Z | BNC Insulated F-Banana 4M | 3760171410509
P01295451Z | PVC moulded leads 1,5m DM4-CM4 Cat4 1kV RD/BK | 3760171416426
P01295453Z | Silicone moulded leads 1,5 m DM4-CM4 Cat4 1kV RD/BK | 3760171416440
P01295454Z | Moulded test probe Cat4 1kV RD/BK | 3760171416457
P01295455Z | 2 PVC leads/test probes 15A 1.5m 1000V cat 4 | 3760171416464
P01295456Z | Lead 1,5m test probes CM4 15A PVC Cat4 1kV RD/BK | 3760171416471
P01295457Z | Crocodile clip Cat4 1kV RD/BK | 3760171416488
P01295458Z | Test probe 4mm Cat2 300V RD/BK | 3760171416495
P01295459Z | Test accessories for DMM | 3760171416501
P01295461Z | Lead IP2X 1,5m test probe -CM4 Cat4 600V for DMM RD/BK | 3760171417348
P01298075 | Softcase 120x245x600 with MultiFix | 3760171417393
P03295509 | Set of 10 fuses, 315mA HBC
P01120941 | F401 | 3760171410561
Accessories & Replacement Parts
P01102100Z | BNC Insulated F-Banana 4M | 3760171410509
P01295451Z | PVC moulded leads 1,5m DM4-CM4 Cat4 1kV RD/BK | 3760171416426
P01295453Z | Silicone moulded leads 1,5 m DM4-CM4 Cat4 1kV RD/BK | 3760171416440
P01295454Z | Moulded test probe Cat4 1kV RD/BK | 3760171416457
P01295455Z | 2 PVC leads/test probes 15A 1.5m 1000V cat 4 | 3760171416464
P01295456Z | Lead 1,5m test probes CM4 15A PVC Cat4 1kV RD/BK | 3760171416471
P01295457Z | Crocodile clip Cat4 1kV RD/BK | 3760171416488
P01295458Z | Test probe 4mm Cat2 300V RD/BK | 3760171416495
P01295459Z | Test accessories for DMM | 3760171416501
P01295461Z | Lead IP2X 1,5m test probe -CM4 Cat4 600V for DMM RD/BK | 3760171417348
P01296033 | 1,5V Alcaline Battery LR6
P01298076 | Softcase 120x320x600 with MultiFix | 3760171417409
P03295509 | Set of 10 fuses, 315mA HBC
P01120943 | F403 | 3760171410523
Accessories & Replacement Parts
P01102100Z | BNC Insulated F-Banana 4M | 3760171410509
P01102106Z | Adapter TC-K for DMMx2 | 3760171416617
P01102107Z | TC-K Fil et Adapt. for DMM | 3760171416624
P01295451Z | PVC moulded leads 1,5m DM4-CM4 Cat4 1kV RD/BK | 3760171416426
P01295453Z | Silicone moulded leads 1,5 m DM4-CM4 Cat4 1kV RD/BK | 3760171416440
P01295454Z | Moulded test probe Cat4 1kV RD/BK | 3760171416457
P01295455Z | 2 PVC leads/test probes 15A 1.5m 1000V cat 4 | 3760171416464
P01295456Z | Lead 1,5m test probes CM4 15A PVC Cat4 1kV RD/BK | 3760171416471
P01295457Z | Crocodile clip Cat4 1kV RD/BK | 3760171416488
P01295458Z | Test probe 4mm Cat2 300V RD/BK | 3760171416495
P01295459Z | Test accessories for DMM | 3760171416501
P01295461Z | Lead IP2X 1,5m test probe -CM4 Cat4 600V for DMM RD/BK | 3760171417348
P01296033 | 1,5V Alcaline Battery LR6
P01298076 | Softcase 120x320x600 with MultiFix | 3760171417409
P01652401Z | CA 801 Temperature Adaptator Blister | 3760171414897
P01652411Z | C.A 803 Temperature Adaptator Blister | 3760171414903
P03295509 | Set of 10 fuses, 315mA HBC
P03652906 | SK6 flexible probe | 3760171415054
P03652917 | SK11 needle probe | 3760171415139
P03652918 | SK13 general purpose probe | 3760171415146
P03652919 | SK14 surface probe, elbowed | 3760171415153
P03652920 | SK15 surface probe | 3760171415160
P03652921 | SK17 air probe | 3760171415177
P03652922 | SK19 magnetic surface probe | 3760171415184
P01120945 | F405 | 3760171410585
Accessories & Replacement Parts
P01102100Z | BNC Insulated F-Banana 4M | 3760171410509
P01295451Z | PVC moulded leads 1,5m DM4-CM4 Cat4 1kV RD/BK | 3760171416426
P01295453Z | Silicone moulded leads 1,5 m DM4-CM4 Cat4 1kV RD/BK | 3760171416440
P01295454Z | Moulded test probe Cat4 1kV RD/BK | 3760171416457
P01295455Z | 2 PVC leads/test probes 15A 1.5m 1000V cat 4 | 3760171416464
P01295456Z | Lead 1,5m test probes CM4 15A PVC Cat4 1kV RD/BK | 3760171416471
P01295457Z | Crocodile clip Cat4 1kV RD/BK | 3760171416488
P01295458Z | Test probe 4mm Cat2 300V RD/BK | 3760171416495
P01295459Z | Test accessories for DMM | 3760171416501
P01295461Z | Lead IP2X 1,5m test probe -CM4 Cat4 600V for DMM RD/BK | 3760171417348
P01296033 | 1,5V Alcaline Battery LR6
P01298076 | Softcase 120x320x600 with MultiFix | 3760171417409
P03295509 | Set of 10 fuses, 315mA HBC
P01120961 | F601 | 3760171410578
Accessories & Replacement Parts
P01102100Z | BNC Insulated F-Banana 4M | 3760171410509
P01295451Z | PVC moulded leads 1,5m DM4-CM4 Cat4 1kV RD/BK | 3760171416426
P01295453Z | Silicone moulded leads 1,5 m DM4-CM4 Cat4 1kV RD/BK | 3760171416440
P01295454Z | Moulded test probe Cat4 1kV RD/BK | 3760171416457
P01295455Z | 2 PVC leads/test probes 15A 1.5m 1000V cat 4 | 3760171416464
P01295456Z | Lead 1,5m test probes CM4 15A PVC Cat4 1kV RD/BK | 3760171416471
P01295457Z | Crocodile clip Cat4 1kV RD/BK | 3760171416488
P01295458Z | Test probe 4mm Cat2 300V RD/BK | 3760171416495
P01295459Z | Test accessories for DMM | 3760171416501
P01295461Z | Lead IP2X 1,5m test probe -CM4 Cat4 600V for DMM RD/BK | 3760171417348
P01296033 | 1,5V Alcaline Battery LR6
P01298076 | Softcase 120x320x600 with MultiFix | 3760171417409
P03295509 | Set of 10 fuses, 315mA HBC
P01120963 | F603 | 3760171410554
Accessories & Replacement Parts
P01102100Z | BNC Insulated F-Banana 4M | 3760171410509
P01102106Z | Adapter TC-K for DMMx2 | 3760171416617
P01102107Z | TC-K Fil et Adapt. for DMM | 3760171416624
P01295451Z | PVC moulded leads 1,5m DM4-CM4 Cat4 1kV RD/BK | 3760171416426
P01295453Z | Silicone moulded leads 1,5 m DM4-CM4 Cat4 1kV RD/BK | 3760171416440
P01295454Z | Moulded test probe Cat4 1kV RD/BK | 3760171416457
P01295455Z | 2 PVC leads/test probes 15A 1.5m 1000V cat 4 | 3760171416464
P01295456Z | Lead 1,5m test probes CM4 15A PVC Cat4 1kV RD/BK | 3760171416471
P01295457Z | Crocodile clip Cat4 1kV RD/BK | 3760171416488
P01295458Z | Test probe 4mm Cat2 300V RD/BK | 3760171416495
P01295459Z | Test accessories for DMM | 3760171416501
P01295461Z | Lead IP2X 1,5m test probe -CM4 Cat4 600V for DMM RD/BK | 3760171417348
P01296033 | 1,5V Alcaline Battery LR6
P01298076 | Softcase 120x320x600 with MultiFix | 3760171417409
P01652401Z | CA 801 Temperature Adaptator Blister | 3760171414897
P01652411Z | C.A 803 Temperature Adaptator Blister | 3760171414903
P03295509 | Set of 10 fuses, 315mA HBC
P03652906 | SK6 flexible probe | 3760171415054
P03652917 | SK11 needle probe | 3760171415139
P03652918 | SK13 general purpose probe | 3760171415146
P03652919 | SK14 surface probe, elbowed | 3760171415153
P03652920 | SK15 surface probe | 3760171415160
P03652921 | SK17 air probe | 3760171415177
P03652922 | SK19 magnetic surface probe | 3760171415184
P01120965 | F605 | 3760171410592
Accessories & Replacement Parts
P01102100Z | BNC Insulated F-Banana 4M | 3760171410509
P01295451Z | PVC moulded leads 1,5m DM4-CM4 Cat4 1kV RD/BK | 3760171416426
P01295453Z | Silicone moulded leads 1,5 m DM4-CM4 Cat4 1kV RD/BK | 3760171416440
P01295454Z | Moulded test probe Cat4 1kV RD/BK | 3760171416457
P01295455Z | 2 PVC leads/test probes 15A 1.5m 1000V cat 4 | 3760171416464
P01295456Z | Lead 1,5m test probes CM4 15A PVC Cat4 1kV RD/BK | 3760171416471
P01295457Z | Crocodile clip Cat4 1kV RD/BK | 3760171416488
P01295458Z | Test probe 4mm Cat2 300V RD/BK | 3760171416495
P01295459Z | Test accessories for DMM | 3760171416501
P01295461Z | Lead IP2X 1,5m test probe -CM4 Cat4 600V for DMM RD/BK | 3760171417348
P01296033 | 1,5V Alcaline Battery LR6
P01298076 | Softcase 120x320x600 with MultiFix | 3760171417409
P03295509 | Set of 10 fuses, 315mA HBC
PINCES SERIE MINI
P01105101Z | AC CURRENT CLAMP 150A 1000/1 | 3760171412336
P01105102Z | Clamp on MINI 02 1000/1 | 3760171415986
P01105103Z | AC CURRENT CLAMP 150A 1A/1MV | 3760171412343
P01105105Z | AC CURRENT CLAMP 150A 1A/1V-1MV | 3760171412350
P01105109Z | AC CURRENT CLAMP 150A 1A/1V-1MV | 3760171412367
PINCES SERIE MN
P01120401 | Clamp MN08 DA 200/0.2 | 3760171412824
P01120402 | Clamp MN09 CA 200/0.2 | 3760171412831
P01120403 | Clamp MN10 LDA 200/0.2 | 3760171412848
P01120404 | Clamp MN11 LCA 200/0.2 | 3760171412855
P01120405 | Clamp MN12 DV 200/2 | 3760171412862
P01120406 | Clamp MN13 CV 200/2 | 3760171412879
P01120416 | Clamp MN14 DV 200/0.2 | 3760171412930
P01120417 | Clamp MN15 CV 200/0.2 | 3760171412947
P01120440 | CURRENT CLAMP MN20 | 3760171413029
P01120418 | Clamp MN21 LCA 200/0.2 | 3760171412954
P01120407 | Clamp MN38 DV 20-200/2 | 3760171412886
P01120408 | Clamp MN39 CV 20-200/2 | 3760171412893
P01120420 | Clamp MN71 CV 10/1 | 3760171412961
P01120410 | Clamp MN88 DV 200/20 | 3760171412916
P01120415 | Miniclamp MN 89 CV 200/20 | 3760171412923
PINCES Y
P01120001A | Clamp Y1N LCA 500/0.5 | 3760171412374
P01120005A | Clamp Y4N CV 500/0.5 | 3760171412381
P01120028A | Clamp Y2N LCA 500/0.5 | 3760171412398
P01120029A | Clamp Y3N LC 500/5 | 3760171412404
PINCES C SERIE 100
P01120301 | Clamp C100 DA 1000/1 | 3760171412664
P01120302 | Clamp C102 LDA 1000/1 | 3760171412671
P01120303 | Clamp C103 LCA 1000/1 | 3760171412688
P01120304 | Clamp C106 DV 1000/1 | 3760171412695
P01120305 | Clamp C107 CV 1000/1 | 3760171412701
P01120314 | Clamp C112 LDA 1000/1 | 3760171412763
P01120315 | Clamp C113 LCA 1000/1 | 3760171412770
P01120316 | Clamp C116 D 1000/1
P01120317 | Clamp C117 CV 1000/1
P01120306 | Clamp C122 LDA 1000/5 | 3760171412718
P01120307 | Clamp C148 LDA.25-.5-1K/5 | 3760171412725
P01120310 | CURRENT CLAMP C172 | 3760171412756
P01120330 | C176 CURRENT CLAMP | 3760171412800
PINCES D
P01120049A | D30N Clamp | 3760171412442
P01120064 | D30CN Clamp | 3760171412534
P01120050A | D31N Clamp | 3760171412459
P01120051A | D32N Clamp | 3760171412466
P01120052A | D33N Clamp | 3760171412473
P01120053A | D34N Clamp | 3760171412480
P01120054A | D35N Clamp | 3760171412497
P01120055A | D36N Clamp | 3760171412503
P01120056A | D37N Clamp | 3760171412510
CAPTEURS AMPFLEX
P01120501 | AmpFlex A100 2000/2 45 | 3760171413043
P01120502 | AmpFlex A100 2000/2 80 | 3760171413050
P01120503 | AmpFlex A100 20-200/2 45 | 3760171413067
P01120504 | AmpFlex A100 0.2-2K/2 45 | 3760171413074
P01120505 | AmpFlex A100 0.2-2K/2 80 | 3760171413081
P01120506 | AmpFlex A100 0.3-3K/3 45 | 3760171413098
P01120507 | AmpFlex A100 0.3-3K/3 80 | 3760171413104
P01120508 | AmpFlex A100 0.3-3K/3 120 | 3760171413111
P01120509 | AmpFlex A100 1K-10K/1 120 | 3760171413128
Accessories & Replacement Parts
P01100620 | 9V Alcaline Battery
P01100620A | 9V Alcaline Battery (x12)
P01100620B | 9V Alcaline Battery (x24)
P01101924 | BK.AmpFlex.Connect.Catch x10
P01101968 | Main adapter AmpFlex | 3760171412060
MINIFLEX MA100
P01120560 | MINIFLEX BF 30-300A 45 | 3760171415993
P01120561 | MINIFLEX BF.3-3KA 70 | 3760171416006
P01120562 | MINIFLEX BF.3-3KA 100 | 3760171416013
P01120563 | MINIFLEX BF 30-300A 45BNC | 3760171416020
P01120564 | MINIFLEX BF.3-3KA 70BNC | 3760171416037
P01120565 | MINIFLEX BF.3-3KA 100BNC | 3760171416044
Accessories & Replacement Parts
P01100620 | 9V Alcaline Battery
P01100620A | 9V Alcaline Battery (x12)
P01100620B | 9V Alcaline Battery (x24)
P01102086 | MA100 Main Power Supply Adapter
P01102101Z | BNC Insulated F-Banana 4M | 3760171410868
P01102102 | Connect lever. MiniFlex
PINCES SERIE K
P01120067A | K1 Clamp with case BV 1/1 | 3760171412541
P01120074A | Clamp K2 BV1/10 with case | 3760171412619
Accessories & Replacement Parts
P01100620 | 9V Alcaline Battery
P01100620A | 9V Alcaline Battery (x12)
P01100620B | 9V Alcaline Battery (x24)
P01101966 | Main adapter K Clamp | 3760171412046
PINCES SERIE E
P01120030A | Clamp E1N CVH 1-1000/1 | 3760171412411
P01120040A | Clamp E6N CVH 1-100/1 | 3760171412428
Accessories & Replacement Parts
P01100620 | 9V Alcaline Battery
P01100620A | 9V Alcaline Battery (x12)
P01100620B | 9V Alcaline Battery (x24)
P01101965 | Main adapter E Clamp | 3760171412039
PINCES SERIE PAC
P01120070 | PAC 10 CVH Clamp 1000/1 | 3760171412572
P01120070D | PAC 10 CVH Clamp 1000/1 ML
P01120070Z | PAC 10 CVH Clamp 1000/1 BL
Accessories & Replacement Parts
P01100620 | 9V Alcaline Battery
P01100620A | 9V Alcaline Battery (x12)
P01100620B | 9V Alcaline Battery (x24)
P01101967 | Main adapter PAC Clamp | 3760171412053
P01298040 | Carrying case MLT105
P01120068 | PAC 11 CVH Clamp 1000/1 | 3760171412558
P01120068C | PAC 11 CVH Clamp 1000/1 ML
Accessories & Replacement Parts
P01100620 | 9V Alcaline Battery
P01100620A | 9V Alcaline Battery (x12)
P01100620B | 9V Alcaline Battery (x24)
P01101967 | Main adapter PAC Clamp | 3760171412053
P01298040 | Carrying case MLT105
P01120071 | PAC 20 CVH Clamp 1000/1 | 3760171412589
P01120071D | PAC 20 CVH Clamp 1000/1 ML
Accessories & Replacement Parts
P01100620 | 9V Alcaline Battery
P01100620A | 9V Alcaline Battery (x12)
P01100620B | 9V Alcaline Battery (x24)
P01101967 | Main adapter PAC Clamp | 3760171412053
P01298040 | Carrying case MLT105
P01120069 | PAC 21 CVH Clamp 1000/1 | 3760171412565
P01120069C | PAC 21 CVH Clamp 1000/1 ML
Accessories & Replacement Parts
P01100620 | 9V Alcaline Battery
P01100620A | 9V Alcaline Battery (x12)
P01100620B | 9V Alcaline Battery (x24)
P01101967 | Main adapter PAC Clamp | 3760171412053
P01298040 | Carrying case MLT105
P01120421 | Clamp MN73 CV 2-200/2 | 3760171412978
Accessories & Replacement Parts
P01197201 | AN1 Artificial neutral box | 3760171414101
P01120309 | Clamp C173 CV Leak | 3760171412749
Accessories & Replacement Parts
P01101801 | Crocodile clips n°10 BK/ RD/BU/GN x4
P01197201 | AN1 Artificial neutral box | 3760171414101
P01296033 | 1,5V Alcaline Battery LR6
P01296033A | 1,5V Alcaline Battery LR6 (x12)
P01296033B | 1,5V Alcaline Battery LR6 (x24)
P01120083 | B102 Clamp for AC leak ct & 400Amp-Jaw : 112 mm | 3760171412657
Accessories & Replacement Parts
P01197201 | AN1 Artificial neutral box | 3760171414101
P01298004 | Case N°10 | 3760171414460
P01197201 | AN1 Artificial neutral box | 3760171414101
Accessories & Replacement Parts
P01101801 | Crocodile clips n°10 BK/ RD/BU/GN x4
P01296033 | 1,5V Alcaline Battery LR6
P01298006 | Shoulder bag No.2 | 3760171414484
COURANT AC
P01120308 | Clamp C160 CV Oscillo | 3760171412732
Accessories & Replacement Parts
P01102101Z | BNC Insulated F-Banana 4M | 3760171410868
P01120057A | D38N Oscillo Clamp | 3760171412527
Accessories & Replacement Parts
P01102101Z | BNC Insulated F-Banana 4M | 3760171410868
P01120409 | Clamp MN60 CV OSCILLO | 3760171412909
Accessories & Replacement Parts
P01102101Z | BNC Insulated F-Banana 4M | 3760171410868
P01120075 | Clamp Y7N CV Oscillo | 3760171412626
Accessories & Replacement Parts
P01102101Z | BNC Insulated F-Banana 4M | 3760171410868
MINIFLEX MA200
P01120570 | MINIFLEX HF 30-300A 45 | 3760171416051
P01120571 | MINIFLEX HF 30-300A 70 | 3760171416068
P01120572 | MA200 3000A/3V 100 | 3760171417010
Accessories & Replacement Parts
P01100620 | 9V Alcaline Battery
P01100620A | 9V Alcaline Battery (x12)
P01100620B | 9V Alcaline Battery (x24)
P01102087 | MA200 Main Power Supply Adapter
P01102101Z | BNC Insulated F-Banana 4M | 3760171410868
P01102102 | Connect lever. MiniFlex
COURANT AC/DC
P01120043A | Clamp E3N CVH oscillo | 3760171412435
P01120047 | E3N PROBE WITH P.SUPPLY
Accessories & Replacement Parts
P01100620 | 9V Alcaline Battery
P01100620A | 9V Alcaline Battery (x12)
P01100620B | 9V Alcaline Battery (x24)
P01101965 | Main adapter E Clamp | 3760171412039
P01102101Z | BNC Insulated F-Banana 4M | 3760171410868
P01120072 | PAC 12 CVH Oscillo Clamp | 3760171412596
P01120073 | PAC 22 CVH Oscillo Clamp | 3760171412602
Accessories & Replacement Parts
P01100620 | 9V Alcaline Battery
P01100620A | 9V Alcaline Battery (x12)
P01100620B | 9V Alcaline Battery (x24)
P01101967 | Main adapter PAC Clamp | 3760171412053
P01102101Z | BNC Insulated F-Banana 4M | 3760171410868
P01298040 | Carrying case MLT105
ADAPTATEURS SECTEURS POUR PINCES DE COURANT
P01101965 | Main adapter E Clamp | 3760171412039
P01101966 | Main adapter K Clamp | 3760171412046
P01101967 | Main adapter PAC Clamp | 3760171412053
P01101968 | Main adapter AmpFlex | 3760171412060
P01102086 | MA100 Main Power Supply Adapter
P01102087 | MA200 Main Power Supply Adapter
AMPEREMETRES NUMERIQUES TRMS AC A CAPTEUR FLEXIBLE
P01120575Z | DIGIFLEX 400A 170MM AC RMS Current Meter | 3760171417812
P01120576Z | DIGIFLEX 400A 250MM AC RMS Current Meter | 3760171417829
P01120577Z | DIGIFLEX 4000A 350MM AC RMS Current Meter | 3760171417836
Accessories & Replacement Parts
P01102100Z | BNC Insulated F-Banana 4M | 3760171410509
P01102102 | Connect lever. MiniFlex
P01102113 | VELCROT BELT X5
P01296032 | 1,5V Alcaline Battery LR03
P01298074 | Softcase 120x200x600 with MultiFix | 3760171417386
P01132503 | C.A 6501 | 3760171417041
Accessories & Replacement Parts
P01102084A | CONTINUITY ROD | 3760171418000
P01156301Z | CA 846 | 3760171413630
P01295171 | Lead L1.5 D4M-D4M RG+BL+NRG | 3760171414187
P01297095 | Fuse 200mA 6x32 600V for CA6501/3
P01298006 | Shoulder bag No.2 | 3760171414484
P01650101Z | CA 861 Channel K-type thermocouple | 3760171414699
P01140201 | C.A 6511 | 3760171413524
Accessories & Replacement Parts
P01102084A | CONTINUITY ROD | 3760171418000
P01156301Z | CA 846 | 3760171413630
P01296033 | 1,5V Alcaline Battery LR6
P01296033A | 1,5V Alcaline Battery LR6 (x12)
P01296033B | 1,5V Alcaline Battery LR6 (x24)
P01297022 | Fuse HPC 6.3 x 32FF 1.6A 600V | 3760171414347
P01298016 | Shockproof case N°13 | 3760171414538
P01650101Z | CA 861 Channel K-type thermocouple | 3760171414699
P01140801D | C.A 6521 | 3760171413548
Accessories & Replacement Parts
P01102084A | CONTINUITY ROD | 3760171418000
P01156301Z | CA 846 | 3760171413630
P01296033 | 1,5V Alcaline Battery LR6
P01296033A | 1,5V Alcaline Battery LR6 (x12)
P01296033B | 1,5V Alcaline Battery LR6 (x24)
P01297078 | Fuse 0.63A-660V 6 3X32FF x5 | 3760171414422
P01298049 | Shoulder bag No.5 | 3760171414606
P01650101Z | CA 861 Channel K-type thermocouple | 3760171414699
P01140804B | C.A 6531 | 3760171413579
Accessories & Replacement Parts
P01101935 | Remote control probe No.1 | 3760171411995
P01156301Z | CA 846 | 3760171413630
P01295171 | Lead L1.5 D4M-D4M RG+BL+NRG | 3760171414187
P01296033 | 1,5V Alcaline Battery LR6
P01296033A | 1,5V Alcaline Battery LR6 (x12)
P01296033B | 1,5V Alcaline Battery LR6 (x24)
P01297078 | Fuse 0.63A-660V 6 3X32FF x5 | 3760171414422
P01298049 | Shoulder bag No.5 | 3760171414606
P01650101Z | CA 861 Channel K-type thermocouple | 3760171414699
P01140805 | C.A 6533 | 3760171413586
Accessories & Replacement Parts
P01101935 | Remote control probe No.1 | 3760171411995
P01156301Z | CA 846 | 3760171413630
P01295171 | Lead L1.5 D4M-D4M RG+BL+NRG | 3760171414187
P01296033 | 1,5V Alcaline Battery LR6
P01296033A | 1,5V Alcaline Battery LR6 (x12)
P01296033B | 1,5V Alcaline Battery LR6 (x24)
P01297078 | Fuse 0.63A-660V 6 3X32FF x5 | 3760171414422
P01298049 | Shoulder bag No.5 | 3760171414606
P01650101Z | CA 861 Channel K-type thermocouple | 3760171414699
P01132504 | C.A 6503 | 3760171417058
Accessories & Replacement Parts
P01156301Z | CA 846 | 3760171413630
P01295171 | Lead L1.5 D4M-D4M RG+BL+NRG | 3760171414187
P01297095 | Fuse 200mA 6x32 600V for CA6501/3
P01298006 | Shoulder bag No.2 | 3760171414484
P01650101Z | CA 861 Channel K-type thermocouple | 3760171414699
P01140301 | C.A 6513 | 3760171413531
Accessories & Replacement Parts
P01102084A | CONTINUITY ROD | 3760171418000
P01156301Z | CA 846 | 3760171413630
P01296033 | 1,5V Alcaline Battery LR6
P01296033A | 1,5V Alcaline Battery LR6 (x12)
P01296033B | 1,5V Alcaline Battery LR6 (x24)
P01297022 | Fuse HPC 6.3 x 32FF 1.6A 600V | 3760171414347
P01298016 | Shockproof case N°13 | 3760171414538
P01650101Z | CA 861 Channel K-type thermocouple | 3760171414699
P01140802D | C.A 6523 | 3760171413555
Accessories & Replacement Parts
P01101935 | Remote control probe No.1 | 3760171411995
P01102084A | CONTINUITY ROD | 3760171418000
P01156301Z | CA 846 | 3760171413630
P01296033 | 1,5V Alcaline Battery LR6
P01296033A | 1,5V Alcaline Battery LR6 (x12)
P01296033B | 1,5V Alcaline Battery LR6 (x24)
P01297078 | Fuse 0.63A-660V 6 3X32FF x5 | 3760171414422
P01298049 | Shoulder bag No.5 | 3760171414606
P01650101Z | CA 861 Channel K-type thermocouple | 3760171414699
P01140803D | C.A 6525 | 3760171413562
Accessories & Replacement Parts
P01101935 | Remote control probe No.1 | 3760171411995
P01102084A | CONTINUITY ROD | 3760171418000
P01156301Z | CA 846 | 3760171413630
P01296033 | 1,5V Alcaline Battery LR6
P01296033A | 1,5V Alcaline Battery LR6 (x12)
P01296033B | 1,5V Alcaline Battery LR6 (x24)
P01297078 | Fuse 0.63A-660V 6 3X32FF x5 | 3760171414422
P01298049 | Shoulder bag No.5 | 3760171414606
P01650101Z | CA 861 Channel K-type thermocouple | 3760171414699
P01138901 | C.A 6541 | 3760171413463
Accessories & Replacement Parts
P01101935 | Remote control probe No.1 | 3760171411995
P01101938A | Application software | 3760171412008
P01101941 | Adapt. Imp. Serie Paral | 3760171412015
P01102084A | CONTINUITY ROD | 3760171418000
P01102903 | Serial Printer+Cable | 3760171412329
P01120309 | Clamp C173 CV Leak | 3760171412749
P01120421 | Clamp MN73 CV 2-200/2 | 3760171412978
P01156301Z | CA 846 | 3760171413630
P01197201 | AN1 Artificial neutral box | 3760171414101
P01295170 | Lead L3 D4M-D4M RG+BL+NRG G
P01295171 | Lead L1.5 D4M-D4M RG+BL+NRG | 3760171414187
P01295454Z | Moulded test probe Cat4 1kV RD/BK | 3760171416457
P01296034 | 1,5V Alcaline battery LR14
P01296034A | 1,5V Alcaline Battery LR14 (x12)
P01296034B | 1,5V Alcaline Battery LR14 (x24)
P01297071 | Fuse 2,5A-1200V 8X50F x5 | 3760171416198
P01297072 | Fuse 0,1A-660V 6. 3X32FF x10 | 3760171416204
P01298051 | Shoulder Bag No.6 | 3760171414613
P01650101Z | CA 861 Channel K-type thermocouple | 3760171414699
P01138902 | C.A 6543 | 3760171413470
Accessories & Replacement Parts
P01101935 | Remote control probe No.1 | 3760171411995
P01101938A | Application software | 3760171412008
P01101941 | Adapt. Imp. Serie Paral | 3760171412015
P01102084A | CONTINUITY ROD | 3760171418000
P01102095 | DATAVIEW SOFTWARE | 3760171418734
P01102903 | Serial Printer+Cable | 3760171412329
P01120309 | Clamp C173 CV Leak | 3760171412749
P01120421 | Clamp MN73 CV 2-200/2 | 3760171412978
P01156301Z | CA 846 | 3760171413630
P01197201 | AN1 Artificial neutral box | 3760171414101
P01295170 | Lead L3 D4M-D4M RG+BL+NRG G
P01295171 | Lead L1.5 D4M-D4M RG+BL+NRG | 3760171414187
P01295172 | Cable DB9F-25FX2
P01295173 | Cable DB9F-DB9M No.1
P01295174 | Lead 2P EUR.
P01295253 | Mains Power Supply Cable GB
P01295454Z | Moulded test probe Cat4 1kV RD/BK | 3760171416457
P01296021 | Accu. 9.6V-3.5AH NIMH | 3760171416181
P01297071 | Fuse 2,5A-1200V 8X50F x5 | 3760171416198
P01297072 | Fuse 0,1A-660V 6. 3X32FF x10 | 3760171416204
P01298051 | Shoulder Bag No.6 | 3760171414613
P01650101Z | CA 861 Channel K-type thermocouple | 3760171414699
P01139704 | C.A 6505 | 3760171413517
Accessories & Replacement Parts
P01295174 | Lead 2P EUR.
P01295214 | 8M HT-CROCO BLUE LEAD | 3760171414194
P01295215 | 8M HT-CROCO RED LEAD | 3760171414200
P01295216 | 8M HT-CROCO BLACK LEAD | 3760171414217
P01295217 | 15M HT-CROCO BLUE LEAD | 3760171414224
P01295218 | 15M HT-CROCO RED LEAD | 3760171414231
P01295219 | 15M HT-CROCO BLACK LEAD | 3760171414248
P01295220 | 3M HT-CROCO RD+BL+BK LEADS
P01295221 | 35CM HT-A LEAD
P01295231 | 2 HV Simplified Measurement Leads
P01295232 | HV Simplified Guard Lead with Crocodile Clip | 3760171414255
P01295454Z | Moulded test probe Cat4 1kV RD/BK | 3760171416457
P01296021 | Accu. 9.6V-3.5AH NIMH | 3760171416181
P01298066 | STANDARD CARRYING BAG | 3760171416242
P03297514 | Set of 10 fuses, 0.1A HBC | 3760171414958
P01139701 | C.A 6545 | 3760171413487
Accessories & Replacement Parts
P01120309 | Clamp C173 CV Leak | 3760171412749
P01120421 | Clamp MN73 CV 2-200/2 | 3760171412978
P01156301Z | CA 846 | 3760171413630
P01197201 | AN1 Artificial neutral box | 3760171414101
P01295174 | Lead 2P EUR.
P01295214 | 8M HT-CROCO BLUE LEAD | 3760171414194
P01295215 | 8M HT-CROCO RED LEAD | 3760171414200
P01295216 | 8M HT-CROCO BLACK LEAD | 3760171414217
P01295217 | 15M HT-CROCO BLUE LEAD | 3760171414224
P01295218 | 15M HT-CROCO RED LEAD | 3760171414231
P01295219 | 15M HT-CROCO BLACK LEAD | 3760171414248
P01295220 | 3M HT-CROCO RD+BL+BK LEADS
P01295221 | 35CM HT-A LEAD
P01295231 | 2 HV Simplified Measurement Leads
P01295232 | HV Simplified Guard Lead with Crocodile Clip | 3760171414255
P01295253 | Mains Power Supply Cable GB
P01295454Z | Moulded test probe Cat4 1kV RD/BK | 3760171416457
P01296021 | Accu. 9.6V-3.5AH NIMH | 3760171416181
P01298066 | STANDARD CARRYING BAG | 3760171416242
P01650101Z | CA 861 Channel K-type thermocouple | 3760171414699
P01139702 | C.A 6547 | 3760171413494
Accessories & Replacement Parts
P01101938A | Application software | 3760171412008
P01101941 | Adapt. Imp. Serie Paral | 3760171412015
P01102095 | DATAVIEW SOFTWARE | 3760171418734
P01102903 | Serial Printer+Cable | 3760171412329
P01120309 | Clamp C173 CV Leak | 3760171412749
P01120421 | Clamp MN73 CV 2-200/2 | 3760171412978
P01156301Z | CA 846 | 3760171413630
P01197201 | AN1 Artificial neutral box | 3760171414101
P01295174 | Lead 2P EUR.
P01295214 | 8M HT-CROCO BLUE LEAD | 3760171414194
P01295215 | 8M HT-CROCO RED LEAD | 3760171414200
P01295216 | 8M HT-CROCO BLACK LEAD | 3760171414217
P01295217 | 15M HT-CROCO BLUE LEAD | 3760171414224
P01295218 | 15M HT-CROCO RED LEAD | 3760171414231
P01295219 | 15M HT-CROCO BLACK LEAD | 3760171414248
P01295220 | 3M HT-CROCO RD+BL+BK LEADS
P01295221 | 35CM HT-A LEAD
P01295231 | 2 HV Simplified Measurement Leads
P01295232 | HV Simplified Guard Lead with Crocodile Clip | 3760171414255
P01295253 | Mains Power Supply Cable GB
P01295454Z | Moulded test probe Cat4 1kV RD/BK | 3760171416457
P01296021 | Accu. 9.6V-3.5AH NIMH | 3760171416181
P01298066 | STANDARD CARRYING BAG | 3760171416242
P01650101Z | CA 861 Channel K-type thermocouple | 3760171414699
P01139703 | C.A 6549 | 3760171413500
Accessories & Replacement Parts
P01101941 | Adapt. Imp. Serie Paral | 3760171412015
P01102095 | DATAVIEW SOFTWARE | 3760171418734
P01102903 | Serial Printer+Cable | 3760171412329
P01120309 | Clamp C173 CV Leak | 3760171412749
P01120421 | Clamp MN73 CV 2-200/2 | 3760171412978
P01156301Z | CA 846 | 3760171413630
P01197201 | AN1 Artificial neutral box | 3760171414101
P01295174 | Lead 2P EUR.
P01295214 | 8M HT-CROCO BLUE LEAD | 3760171414194
P01295215 | 8M HT-CROCO RED LEAD | 3760171414200
P01295216 | 8M HT-CROCO BLACK LEAD | 3760171414217
P01295217 | 15M HT-CROCO BLUE LEAD | 3760171414224
P01295218 | 15M HT-CROCO RED LEAD | 3760171414231
P01295219 | 15M HT-CROCO BLACK LEAD | 3760171414248
P01295220 | 3M HT-CROCO RD+BL+BK LEADS
P01295221 | 35CM HT-A LEAD
P01295231 | 2 HV Simplified Measurement Leads
P01295232 | HV Simplified Guard Lead with Crocodile Clip | 3760171414255
P01295253 | Mains Power Supply Cable GB
P01295454Z | Moulded test probe Cat4 1kV RD/BK | 3760171416457
P01296021 | Accu. 9.6V-3.5AH NIMH | 3760171416181
P01650101Z | CA 861 Channel K-type thermocouple | 3760171414699
P01139705 | C.A 6550 (10 KV)
Accessories & Replacement Parts
HX0056-Z | USB Optical Cord. | 3760171411308
P01103062 | 3 CRCO CLIPS KIT RED/BLUE /BLACK
P01156301Z | CA 846 | 3760171413630
P01295174 | Lead 2P EUR.
P01295454Z | Moulded test probe Cat4 1kV RD/BK | 3760171416457
P01295465 | SET OF 3 SIMPLIFIED HV LEADS FOR 10/15KV
P01295466 | SET OF 3 CABLES - 3M HT CROCO 10/15KV RGE+BL+NR
P01295467 | 50CM HT-A LEAD
P01295468 | BLUE 8M HT CRCO 10/15KV CABLE
P01295469 | RED 8M HT CROCO 10/15KV CABLE
P01295470 | BLACK 8M HT CROCO 10/15KV CABLE
P01295471 | BLUE 15M HT CRCO 10/15KV CABLE
P01295472 | RED 15M HT CRCO 10/15KV CABLE
P01295473 | BLACK 15M HT CRCO 10/15KV CABLE
P01298066 | STANDARD CARRYING BAG | 3760171416242
P01650101Z | CA 861 Channel K-type thermocouple | 3760171414699
P01139706 | C.A 6555 (15 KV)
Accessories & Replacement Parts
HX0056-Z | USB Optical Cord. | 3760171411308
P01103062 | 3 CRCO CLIPS KIT RED/BLUE /BLACK
P01156301Z | CA 846 | 3760171413630
P01295174 | Lead 2P EUR.
P01295454Z | Moulded test probe Cat4 1kV RD/BK | 3760171416457
P01295465 | SET OF 3 SIMPLIFIED HV LEADS FOR 10/15KV
P01295466 | SET OF 3 CABLES - 3M HT CROCO 10/15KV RGE+BL+NR
P01295467 | 50CM HT-A LEAD
P01295468 | BLUE 8M HT CRCO 10/15KV CABLE
P01295469 | RED 8M HT CROCO 10/15KV CABLE
P01295470 | BLACK 8M HT CROCO 10/15KV CABLE
P01295471 | BLUE 15M HT CRCO 10/15KV CABLE
P01295472 | RED 15M HT CRCO 10/15KV CABLE
P01295473 | BLACK 15M HT CRCO 10/15KV CABLE
P01298066 | STANDARD CARRYING BAG | 3760171416242
P01650101Z | CA 861 Channel K-type thermocouple | 3760171414699
P01122015 | C.A 6416 | 3760171418048
Accessories & Replacement Parts
P01102095 | DATAVIEW SOFTWARE | 3760171418734
P01102112 | Bluetooth Modem USB | 3760171418659
P01122301 | Calibration Loop | 3760171413326
P01296033A | 1,5V Alcaline Battery LR6 (x12)
P01296033B | 1,5V Alcaline Battery LR6 (x24)
P01298080 | Case MLT110 | 3760171418062
P01122016 | C.A 6417 BLUE TOOTH | 3760171418055
Accessories & Replacement Parts
P01102095 | DATAVIEW SOFTWARE | 3760171418734
P01102112 | Bluetooth Modem USB | 3760171418659
P01122301 | Calibration Loop | 3760171413326
P01296033A | 1,5V Alcaline Battery LR6 (x12)
P01296033B | 1,5V Alcaline Battery LR6 (x24)
P01298080 | Case MLT110 | 3760171418062
P01123011 | C.A 6421 | 3760171413333
P01127013 | C.A 6423 | 3760171413425
Accessories & Replacement Parts
P01102021 | 3P EARTH TEST KIT (50M) | 3760171412152
P01102022 | 3P EARTH TEST KIT (100M) | 3760171412169
P01102023 | 3P EARTH TEST KIT (166M) | 3760171412176
P01102026 | H-REEL OF 10M GREEN LEAD
P01102028 | 5 FORK-PLUGS | 3760171412206
P01102029 | 4 HANDLES SET
P01102030 | SUPPLEMENTAL 4P TEST KIT (100M)
P01102031 | 1 T AUXILIARY GROUND ROD
P01295260 | REEL OF 166M RED LEAD
P01295261 | REEL OF 100M RED LEAD
P01295262 | REEL OF 50M RED LEAD
P01295263 | REEL OF 166M BLUE LEAD
P01295264 | REEL OF 100M BLUE LEAD
P01295265 | REEL OF 50M BLUE LEAD
P01295266 | REEL OF 100M GREEN LEAD
P01295267 | REEL OF 33M BLACK LEAD
P01295268 | REEL OF 33M GREEN LEAD
P01296033 | 1,5V Alcaline Battery LR6
P01296033A | 1,5V Alcaline Battery LR6 (x12)
P01296033B | 1,5V Alcaline Battery LR6 (x24)
P01297012 | Set of 10 fuses, HBC 0.1A 6.35 x 31.5mm | 3760171414330
P01298005 | Strap N°2 | 3760171414477
P01298006 | Shoulder bag No.2 | 3760171414484
P01298066 | STANDARD CARRYING BAG | 3760171416242
P01298067 | PRESTIGE CARRYING BAG | 3760171414668
Accessories & Replacement Parts for C.A 6454
P01101999 | Carrying case + Earth spike T x 1 | 3760171412091
P01102020 | 1P EARTH KIT | 3760171418017
P01102026 | H-REEL OF 10M GREEN LEAD
P01102031 | 1 T AUXILIARY GROUND ROD
P01102903 | Serial Printer+Cable | 3760171412329
P01120310 | CURRENT CLAMP C172 | 3760171412756
P01120330 | C176 CURRENT CLAMP | 3760171412800
P01120440 | CURRENT CLAMP MN20 | 3760171413029
P01295266 | REEL OF 100M GREEN LEAD
P01295268 | REEL OF 33M GREEN LEAD
P01298066 | STANDARD CARRYING BAG | 3760171416242
Accessories & Replacement Parts for C.A 6456
P01101999 | Carrying case + Earth spike T x 1 | 3760171412091
P01102021 | 3P EARTH TEST KIT (50M) | 3760171412152
P01102022 | 3P EARTH TEST KIT (100M) | 3760171412169
P01102023 | 3P EARTH TEST KIT (166M) | 3760171412176
P01102026 | H-REEL OF 10M GREEN LEAD
P01102028 | 5 FORK-PLUGS | 3760171412206
P01102029 | 4 HANDLES SET
P01102030 | SUPPLEMENTAL 4P TEST KIT (100M)
P01102031 | 1 T AUXILIARY GROUND ROD
P01102903 | Serial Printer+Cable | 3760171412329
P01120310 | CURRENT CLAMP C172 | 3760171412756
P01120330 | C176 CURRENT CLAMP | 3760171412800
P01120440 | CURRENT CLAMP MN20 | 3760171413029
P01295260 | REEL OF 166M RED LEAD
P01295261 | REEL OF 100M RED LEAD
P01295262 | REEL OF 50M RED LEAD
P01295263 | REEL OF 166M BLUE LEAD
P01295264 | REEL OF 100M BLUE LEAD
P01295265 | REEL OF 50M BLUE LEAD
P01295266 | REEL OF 100M GREEN LEAD
P01295267 | REEL OF 33M BLACK LEAD
P01295268 | REEL OF 33M GREEN LEAD
P01298066 | STANDARD CARRYING BAG | 3760171416242
P01298067 | PRESTIGE CARRYING BAG | 3760171414668
P01126501 | C.A 6460 | 3760171413371
P01299918 | CA 6460+100 M RESISTIVITY KIT
Accessories & Replacement Parts
P01102024 | 4P EARTH/RESISTIVITY KIT (100M) | 3760171412183
P01102025 | 4P EARTH/RESISTIVITY KIT (166M) | 3760171412190
P01102026 | H-REEL OF 10M GREEN LEAD
P01102028 | 5 FORK-PLUGS | 3760171412206
P01102029 | 4 HANDLES SET
P01102031 | 1 T AUXILIARY GROUND ROD
P01295174 | Lead 2P EUR.
P01295253 | Mains Power Supply Cable GB
P01295260 | REEL OF 166M RED LEAD
P01295261 | REEL OF 100M RED LEAD
P01295262 | REEL OF 50M RED LEAD
P01295263 | REEL OF 166M BLUE LEAD
P01295264 | REEL OF 100M BLUE LEAD
P01295265 | REEL OF 50M BLUE LEAD
P01295266 | REEL OF 100M GREEN LEAD
P01295267 | REEL OF 33M BLACK LEAD
P01295268 | REEL OF 33M GREEN LEAD
P01296034 | 1,5V Alcaline battery LR14
P01296034A | 1,5V Alcaline Battery LR14 (x12)
P01296034B | 1,5V Alcaline Battery LR14 (x24)
P01297012 | Set of 10 fuses, HBC 0.1A 6.35 x 31.5mm | 3760171414330
P01298066 | STANDARD CARRYING BAG | 3760171416242
P01298067 | PRESTIGE CARRYING BAG | 3760171414668
P01126502 | C.A 6462 | 3760171413388
P01299919 | CA6462 EURO + 100M RESYSTIVITY KIT
P01299919C | CA6462GB+100M RESYSTIVITY KIT
Accessories & Replacement Parts
P01102024 | 4P EARTH/RESISTIVITY KIT (100M) | 3760171412183
P01102025 | 4P EARTH/RESISTIVITY KIT (166M) | 3760171412190
P01102026 | H-REEL OF 10M GREEN LEAD
P01102028 | 5 FORK-PLUGS | 3760171412206
P01102029 | 4 HANDLES SET
P01102031 | 1 T AUXILIARY GROUND ROD
P01295174 | Lead 2P EUR.
P01295253 | Mains Power Supply Cable GB
P01295260 | REEL OF 166M RED LEAD
P01295261 | REEL OF 100M RED LEAD
P01295262 | REEL OF 50M RED LEAD
P01295263 | REEL OF 166M BLUE LEAD
P01295264 | REEL OF 100M BLUE LEAD
P01295265 | REEL OF 50M BLUE LEAD
P01295266 | REEL OF 100M GREEN LEAD
P01295267 | REEL OF 33M BLACK LEAD
P01295268 | REEL OF 33M GREEN LEAD
P01296021 | Accu. 9.6V-3.5AH NIMH | 3760171416181
P01297012 | Set of 10 fuses, HBC 0.1A 6.35 x 31.5mm | 3760171414330
P01298066 | STANDARD CARRYING BAG | 3760171416242
P01298067 | PRESTIGE CARRYING BAG | 3760171414668
P01126506 | C.A 6470N | 3760171413418
Accessories & Replacement Parts
AT0094 | Fuse 0.63A/250V 5x20 MM x10 | 3760171415825
HX0056-Z | USB Optical Cord. | 3760171411308
P01102021 | 3P EARTH TEST KIT (50M) | 3760171412152
P01102022 | 3P EARTH TEST KIT (100M) | 3760171412169
P01102023 | 3P EARTH TEST KIT (166M) | 3760171412176
P01102024 | 4P EARTH/RESISTIVITY KIT (100M) | 3760171412183
P01102025 | 4P EARTH/RESISTIVITY KIT (166M) | 3760171412190
P01102035 | AC/DC ADAPTER 18V/1.9A
P01102036 | DC/DC ADAPTER 18V/1.5A | 3760171412213
P01102037 | CONTINUITY KIT FOR C.A 647X | 3760171412220
P01102084A | CONTINUITY ROD | 3760171418000
P01102095 | DATAVIEW SOFTWARE | 3760171418734
P01295252 | OPTICAL LINK | 3760171416167
P01295253 | Mains Power Supply Cable GB
P01296021 | Accu. 9.6V-3.5AH NIMH | 3760171416181
P01126505 | C.A 6471 | 3760171413401
Accessories & Replacement Parts
AT0094 | Fuse 0.63A/250V 5x20 MM x10 | 3760171415825
HX0056-Z | USB Optical Cord. | 3760171411308
P01102021 | 3P EARTH TEST KIT (50M) | 3760171412152
P01102022 | 3P EARTH TEST KIT (100M) | 3760171412169
P01102023 | 3P EARTH TEST KIT (166M) | 3760171412176
P01102024 | 4P EARTH/RESISTIVITY KIT (100M) | 3760171412183
P01102025 | 4P EARTH/RESISTIVITY KIT (166M) | 3760171412190
P01102035 | AC/DC ADAPTER 18V/1.9A
P01102036 | DC/DC ADAPTER 18V/1.5A | 3760171412213
P01102047 | H.REEL OF 10M BLACK LEAD
P01102084A | CONTINUITY ROD | 3760171418000
P01102095 | DATAVIEW SOFTWARE | 3760171418734
P01120333 | C182 CLAMP FOR C.A 6472 | 3760171412817
P01120452 | MN82 CLAMP FOR C.A 6472 | 3760171413036
P01295252 | OPTICAL LINK | 3760171416167
P01295253 | Mains Power Supply Cable GB
P01295270 | 2M LEAD FOR C.A 6472 CLAMPS
P01296021 | Accu. 9.6V-3.5AH NIMH | 3760171416181
P01126504 | CA 6472 | 3760171413395
Accessories & Replacement Parts
AT0094 | Fuse 0.63A/250V 5x20 MM x10 | 3760171415825
HX0056-Z | USB Optical Cord. | 3760171411308
P01102024 | 4P EARTH/RESISTIVITY KIT (100M) | 3760171412183
P01102025 | 4P EARTH/RESISTIVITY KIT (166M) | 3760171412190
P01102035 | AC/DC ADAPTER 18V/1.9A
P01102036 | DC/DC ADAPTER 18V/1.5A | 3760171412213
P01102047 | H.REEL OF 10M BLACK LEAD
P01102084A | CONTINUITY ROD | 3760171418000
P01102095 | DATAVIEW SOFTWARE | 3760171418734
P01120333 | C182 CLAMP FOR C.A 6472 | 3760171412817
P01120452 | MN82 CLAMP FOR C.A 6472 | 3760171413036
P01126510 | C.A 6474 + 4 AMPFLEX 5M
P01295252 | OPTICAL LINK | 3760171416167
P01295253 | Mains Power Supply Cable GB
P01295270 | 2M LEAD FOR C.A 6472 CLAMPS
P01296021 | Accu. 9.6V-3.5AH NIMH | 3760171416181
P01102084A | CONTINUITY ROD | 3760171418000
Accessories & Replacement Parts
P01102091 | 3 SECTIONS FOR CONTINUITY ROD
P01126510 | C.A 6474 + 4 AMPFLEX 5M
Accessories & Replacement Parts
P01102028 | 5 FORK-PLUGS | 3760171412206
P01102044 | PYLON BOX C.A 6474
P01102045 | SET OF 12 RINGS FOR AMPFLEX IDENTIFICATION | 3760171412244
P01102046 | 3 MECHANICAL CLAMPS | 3760171412251
P01120550 | AMPFLEX 5M FOR C.A 6474 | 3760171413173
P01295271 | CONNECTING CABLE BETWEEN C.A 6472 AND C.A 6474 | 3760171414262
P01295272 | 15 M COAX CABLE WITH BNC TERMINAL | 3760171414279
P01295291 | 5M Green lead wt H roller
P01295292 | 5M Black lead wt H roller
P01295294 | Calibration loop | 3760171414309
P01126511 | C.A 6474 + 4 AMPFLEX 8M
Accessories & Replacement Parts
P01102028 | 5 FORK-PLUGS | 3760171412206
P01102045 | SET OF 12 RINGS FOR AMPFLEX IDENTIFICATION | 3760171412244
P01102046 | 3 MECHANICAL CLAMPS | 3760171412251
P01120551 | AMPFLEX 8M FOR C.A 6474
P01295271 | CONNECTING CABLE BETWEEN C.A 6472 AND C.A 6474 | 3760171414262
P01295272 | 15 M COAX CABLE WITH BNC TERMINAL | 3760171414279
P01295291 | 5M Green lead wt H roller
P01295292 | 5M Black lead wt H roller
P01295294 | Calibration loop | 3760171414309
P01299930 | KIT PYLON EARTH
P01102040 | 4P EARTH/RESISTIVITY KIT (50M) | 3760171412237
Accessories & Replacement Parts
P01102028 | 5 FORK-PLUGS | 3760171412206
P01102029 | 4 HANDLES SET
P01102031 | 1 T AUXILIARY GROUND ROD
P01295262 | REEL OF 50M RED LEAD
P01295265 | REEL OF 50M BLUE LEAD
P01295267 | REEL OF 33M BLACK LEAD
P01295268 | REEL OF 33M GREEN LEAD
P01298066 | STANDARD CARRYING BAG | 3760171416242
P01298067 | PRESTIGE CARRYING BAG | 3760171414668
P01143200 | C.A 6240 | 3760171413593
Accessories & Replacement Parts
HX0056-Z | USB Optical Cord. | 3760171411308
P01101783 | Mini Kelvin Clamps x2 | 3760171411865
P01101794 | 10A Clamps x2
P01102056 | 2 DOUBLE TEST PROBES | 3760171412275
P01103063 | KELVIN PROBE 10 A ROT SET OF TWO | 3760171417713
P01103065 | KELVIN PROBE 10 A HANDGUN SHAPE SET OF 2 | 3760171417720
P01156301Z | CA 846 | 3760171413630
P01295174 | Lead 2P EUR.
P01295253 | Mains Power Supply Cable GB
P01297091 | 10 FUSES 6.3X32mm/12.5A/ 500V | 3760171414453
P01298066 | STANDARD CARRYING BAG | 3760171416242
P01143201 | C.A 6250 | 3760171413609
Accessories & Replacement Parts
P01101783 | Mini Kelvin Clamps x2 | 3760171411865
P01101794 | 10A Clamps x2
P01102013 | Pt100 SENSOR FOR CA 6250 | 3760171412138
P01102014 | 2M CABLE FOR Pt100 FOR CA 6250 | 3760171412145
P01102056 | 2 DOUBLE TEST PROBES | 3760171412275
P01102903 | Serial Printer+Cable | 3760171412329
P01103063 | KELVIN PROBE 10 A ROT SET OF TWO | 3760171417713
P01103065 | KELVIN PROBE 10 A HANDGUN SHAPE SET OF 2 | 3760171417720
P01295174 | Lead 2P EUR.
P01295253 | Mains Power Supply Cable GB
P01296030 | BATTERY PACK NiMH 6V/8,5A h
P01297089 | 10 FUSES 3,2x32 16A/250V
P01297090 | 10 FUSES 5,0x20 2A/250V
P01298066 | STANDARD CARRYING BAG | 3760171416242
P01103063 | KELVIN PROBE 10 A ROT SET OF TWO | 3760171417713
Accessories & Replacement Parts
P01102028 | 5 FORK-PLUGS | 3760171412206
P01103067 | PIN-COVER FOR KELV.PROBE 10 A ROT. | 3760171417966
P01103068 | PIN-COVER FOR KELV.PROBE 10 A HANDGUN SET OF FIVE | 3760171417973
P01103065 | KELVIN PROBE 10 A HANDGUN SHAPE SET OF 2 | 3760171417720
Accessories & Replacement Parts
P01102028 | 5 FORK-PLUGS | 3760171412206
P01103067 | PIN-COVER FOR KELV.PROBE 10 A ROT. | 3760171417966
P01103068 | PIN-COVER FOR KELV.PROBE 10 A HANDGUN SET OF FIVE | 3760171417973
P01145445 | C.A 6113 EURO | 3760171418413
P01145445A | C.A 6113 GB | 3760171418420
P01145445B | C.A 6113 IT | 3760171418437
P01145445C | C.A 6113 CH | 3760171418444
P01145445D | C.A 6113 US | 3760171418451
Accessories & Replacement Parts
HX0061 | 10-60V SCOPIX POWER | 3760171411339
P01101921 | 3 PROBES KIT RED / BLUE/ GREEN
P01101922 | 3 CROCO CLIPS KIT RED / BLUE / GREEN
P01101943 | Test probe T5 Black
P01102017 | 15M EARTH KIT (BLUE/GREEN/RED) | 3760171416945
P01102018 | 30M BLACK EARTH KIT
P01102021 | 3P EARTH TEST KIT (50M) | 3760171412152
P01102022 | 3P EARTH TEST KIT (100M) | 3760171412169
P01102057 | CA8335 POWER ADAPTER | 3760171412282
P01102084A | CONTINUITY ROD | 3760171418000
P01102092 | CA6116 REMOTE-CONTROL PROBE
P01102094 | Film Protect. Screen CA 6116
P01120335 | PINCE C177
P01120336 | PINCE C177A | 3760171416952
P01120460 | PINCE MN77
P01295094 | Right/angled cord (3m)
P01295253 | Mains Power Supply Cable GB
P01295293 | USB-A USB-B CABLE | 3760171414293
P01295394 | GB SOCKET TEST LEAD
P01295398 | 1 THREE-CONNECTION LEAD -3 SAFETY LEADS (R/B/G)
P01296024 | Battery pack NIMH 35 WH
P01298056 | Instrument carrying bag 22 | 3760171416235
P01298057 | Strap CA833X
P01298081 | 4-POINT HANDS-FREE STRAP2
P01145455 | C.A 6116N EURO | 3760171418468
P01145455A | C.A 6116N GB | 3760171418475
P01145455B | C.A 6116N IT | 3760171418482
P01145455C | C.A 6116N CH | 3760171418499
P01145455D | C.A 6116N US | 3760171418505
Accessories & Replacement Parts
P01101921 | 3 PROBES KIT RED / BLUE/ GREEN
P01101922 | 3 CROCO CLIPS KIT RED / BLUE / GREEN
P01101943 | Test probe T5 Black
P01102017 | 15M EARTH KIT (BLUE/GREEN/RED) | 3760171416945
P01102018 | 30M BLACK EARTH KIT
P01102021 | 3P EARTH TEST KIT (50M) | 3760171412152
P01102022 | 3P EARTH TEST KIT (100M) | 3760171412169
P01102084A | CONTINUITY ROD | 3760171418000
P01102092 | CA6116 REMOTE-CONTROL PROBE
P01102094 | Film Protect. Screen CA 6116
P01102095 | DATAVIEW SOFTWARE | 3760171418734
P01102129 | BLOC SECTEUR CHARGEUR POUR C.A 6116N-C.A 6117 | 3760171418581
P01102130 | DOCK-IN CHARGE BATT PACK LI-ION C.A 6116N-C.A 6117 | 3760171418574
P01120336 | PINCE C177A | 3760171416952
P01120460 | PINCE MN77
P01295094 | Right/angled cord (3m)
P01295253 | Mains Power Supply Cable GB
P01295293 | USB-A USB-B CABLE | 3760171414293
P01295394 | GB SOCKET TEST LEAD
P01295398 | 1 THREE-CONNECTION LEAD -3 SAFETY LEADS (R/B/G)
P01296047 | PACK BATT 5.8AH 693942A00 | 3760171418567
P01298056 | Instrument carrying bag 22 | 3760171416235
P01298057 | Strap CA833X
P01298081 | 4-POINT HANDS-FREE STRAP2
P01145460 | C.A 6117 EURO | 3760171418512
P01145460A | C.A 6117 GB | 3760171418529
P01145460B | C.A 6117 IT | 3760171418536
P01145460C | C.A 6117 CH | 3760171418543
P01145460D | C.A 6117 US | 3760171418550
Accessories & Replacement Parts
P01101921 | 3 PROBES KIT RED / BLUE/ GREEN
P01101922 | 3 CROCO CLIPS KIT RED / BLUE / GREEN
P01101943 | Test probe T5 Black
P01102017 | 15M EARTH KIT (BLUE/GREEN/RED) | 3760171416945
P01102018 | 30M BLACK EARTH KIT
P01102021 | 3P EARTH TEST KIT (50M) | 3760171412152
P01102022 | 3P EARTH TEST KIT (100M) | 3760171412169
P01102084A | CONTINUITY ROD | 3760171418000
P01102092 | CA6116 REMOTE-CONTROL PROBE
P01102094 | Film Protect. Screen CA 6116
P01102095 | DATAVIEW SOFTWARE | 3760171418734
P01102129 | BLOC SECTEUR CHARGEUR POUR C.A 6116N-C.A 6117 | 3760171418581
P01102130 | DOCK-IN CHARGE BATT PACK LI-ION C.A 6116N-C.A 6117 | 3760171418574
P01120336 | PINCE C177A | 3760171416952
P01120460 | PINCE MN77
P01295094 | Right/angled cord (3m)
P01295253 | Mains Power Supply Cable GB
P01295293 | USB-A USB-B CABLE | 3760171414293
P01295394 | GB SOCKET TEST LEAD
P01295398 | 1 THREE-CONNECTION LEAD -3 SAFETY LEADS (R/B/G)
P01296047 | PACK BATT 5.8AH 693942A00 | 3760171418567
P01298056 | Instrument carrying bag 22 | 3760171416235
P01298057 | Strap CA833X
P01298081 | 4-POINT HANDS-FREE STRAP2
P01101999 | Carrying case + Earth spike T x 1 | 3760171412091
Accessories & Replacement Parts
P01101903 | Ground Kit N°02
P01298031 | Rigid bag No.3 | 3760171414545
P01145601 | C.A 6121 EURO | 3760171416075
P01145602 | C.A 6121 GB
Accessories & Replacement Parts
P01101841 | Adapt. DB9F-DB25M
P01101842 | Paper roll (set of 5)
P01101915 | C.A 6121 software | 3760171411957
P01101916 | Remote control pedal | 3760171411964
P01101917 | Lamp box | 3760171411971
P01101918 | HT gun 6m X2 | 3760171411988
P01101919 | HT gun 2m x2
P01102903 | Serial Printer+Cable | 3760171412329
P01295097 | Right/right cord (3m) blister (set of 2) | 3760171418154
P01295137 | L2,5m D4M-CCO D cord BK | 3760171414149
P01295140 | L2,5m D4M-CCO D cord red | 3760171414156
P01295141 | Unloading cord (Euro)
P01295142 | Unloading cord (GB)
P01295172 | Cable DB9F-25FX2
P01295173 | Cable DB9F-DB9M No.1
P01297030 | Set of fuse..20A-600V 1033x38F x10 | 3760171414361
P01297031 | Set of fuse.. 1A-250V 5x20T x10
P01297032 | Set of fuse.4A-250V 5x20T x10
P01297033 | Set of fuse.0,2A-250V 6,3x32F x10
P01298031 | Rigid bag No.3 | 3760171414545
P01146001 | C.A 6155
P01145801 | C.A 6160 EURO | 3760171416082
P01145801A | C.A 6160 GB
Accessories & Replacement Parts
P01101916 | Remote control pedal | 3760171411964
P01101917 | Lamp box | 3760171411971
P01101918 | HT gun 6m X2 | 3760171411988
P01101919 | HT gun 2m x2
P01101996 | SOFWARE CA6150/60 | 3760171412077
P01295097 | Right/right cord (3m) blister (set of 2) | 3760171418154
P01295141 | Unloading cord (Euro)
P01295142 | Unloading cord (GB)
P01295234 | European Supply Lead
P01295235 | GB Supply Lead
P01295236 | Continuity Lead for CA 6160 x 2
P01297085 | Fuse 2.5A-250V 5x20T x10 | 3760171414439
P01297086 | Fuse 16A-250V 6x32T x10 | 3760171414446
P01298066 | STANDARD CARRYING BAG | 3760171416242
P01157702 | DTR 8510 SINGLE-PHASE RATIOMETER
Accessories & Replacement Parts
P01295143A | DTR8510 TEST LEADS "H"+ "X" 5M
P01295174 | Lead 2P EUR.
P01295293 | USB-A USB-B CABLE | 3760171414293
P01298066 | STANDARD CARRYING BAG | 3760171416242
P03191501 | CDA 10
Accessories & Replacement Parts
P01296033 | 1,5V Alcaline Battery LR6
P01296033A | 1,5V Alcaline Battery LR6 (x12)
P01296033B | 1,5V Alcaline Battery LR6 (x24)
P01191511 | C.A 6030 EURO
P01191511A | C.A 6030 GB
P01191511B | C.A 6030 IT | 3760171413920
P01191511C | C.A 6030 CH
P01191511D | C.A 6030 US
Accessories & Replacement Parts
P01101999 | Carrying case + Earth spike T x 1 | 3760171412091
P01102020 | 1P EARTH KIT | 3760171418017
P01102026 | H-REEL OF 10M GREEN LEAD
P01102031 | 1 T AUXILIARY GROUND ROD
P01102903 | Serial Printer+Cable | 3760171412329
P01120310 | CURRENT CLAMP C172 | 3760171412756
P01120330 | C176 CURRENT CLAMP | 3760171412800
P01120440 | CURRENT CLAMP MN20 | 3760171413029
P01295266 | REEL OF 100M GREEN LEAD
P01295268 | REEL OF 33M GREEN LEAD
P01298066 | STANDARD CARRYING BAG | 3760171416242
P01299921 | CA 6030 EURO+1P LOOP KIT+ CARRYING BAG
P01299921A | CA 6030 GB+ 1P LOOP KIT + CARRYING BAG
P01299921B | CA 6030 IT+ 1P LOOP KIT + CARRYING BAG
P01299921C | CA 6030 CH+ 1P LOOP KIT + CARRYING BAG
P01299921D | CA 6030 US+ 1P LOOP KIT + CARRYING BAG
Accessories & Replacement Parts
P01101999 | Carrying case + Earth spike T x 1 | 3760171412091
P01102020 | 1P EARTH KIT | 3760171418017
P01102026 | H-REEL OF 10M GREEN LEAD
P01102031 | 1 T AUXILIARY GROUND ROD
P01102903 | Serial Printer+Cable | 3760171412329
P01120310 | CURRENT CLAMP C172 | 3760171412756
P01120330 | C176 CURRENT CLAMP | 3760171412800
P01120440 | CURRENT CLAMP MN20 | 3760171413029
P01295266 | REEL OF 100M GREEN LEAD
P01295268 | REEL OF 33M GREEN LEAD
P01298066 | STANDARD CARRYING BAG | 3760171416242
P01191303 | C.A 6630 | 3760171413890
Accessories & Replacement Parts
P01102103 | SET OF 2 LEADS WITH RETRACTABLE PROBES
P01191304 | C.A 6608 | 3760171413906
P01191305 | C.A 6609 | 3760171413913
P01141626 | C.A 6681 | 3760171417911
Accessories & Replacement Parts
P01100620 | 9V Alcaline Battery
P01102019 | 15M EARTH KIT | 3760171417997
P01102026 | H-REEL OF 10M GREEN LEAD
P01102114Z | SET OF ADAPTERS FOR B22, E27,2P_PH/N | 3760171417898
P01295268 | REEL OF 33M GREEN LEAD
P01295451Z | PVC moulded leads 1,5m DM4-CM4 Cat4 1kV RD/BK | 3760171416426
P01295457Z | Crocodile clip Cat4 1kV RD/BK | 3760171416488
P01296032 | 1,5V Alcaline Battery LR03
P01296032A | 1,5V Alcaline Battery LR03 (x12)
P01145901 | Installation Demo case
Accessories & Replacement Parts
P01101980 | Mains adapter
P01101981 | Mains adapter
P01295212 | 25CM Black lead
P01101806 | measurement lead | 3760171419472
P01101901 | Accessories kit IPA2 | 3760171411919
P01101905 | Acc.P.Croco RD/WH/YE (set of 3) | 3760171411933
P01101906A | 3 PROBES KIT RED/WHITE/ YELLOW
P01101920A | GREEN PROBE
P01101942 | Remote control probe | 3760171412022
P01295123 | Test Lead 2P+T (F/D)
P01295124 | Test Lead 2P+T (CH)
P01295125 | Test Lead 2P+T (GB)
P01295126 | Test Lead 2P+T (I) | 3760171414125
P01295132A | SPARE TRIPOD CORD FOR CA6115 CA6114 | 3760171417614
P01295395 | IT SOCKET TEST LEAD
P01295396 | CH SOCKET TEST LEAD
P01295397 | US SOCKET TEST LEAD
P01296018 | Accu.7.2V-1AH NI/MH | 3760171416174
P01296019 | Accu.12V 1.3AH NICD
P01297025 | Fuse 5x30M 0,4A 500V x10
P01297026 | Set of fuses.2A-380V 5x20 M (x10)
P01297042 | Set of fuses 0,5A-250V 5x20T x5
P01297080 | Fus. 3,15A-500V 6,3x32M (x10)
P01298011 | Carrying case MLT 100 | 3760171414507
P01298032 | Case N°3
P01298061A | Tool-Bag Nr 8 | 3760171414637
P01170304 | C.A 404 single phase wattmeter
Accessories & Replacement Parts
P01298016 | Shockproof case N°13 | 3760171414538
P01170305 | C.A 405 3-phase wattmeter
Accessories & Replacement Parts
P01298016 | Shockproof case N°13 | 3760171414538
P01120752 | F21
Accessories & Replacement Parts
P01100620 | 9V Alcaline Battery
P01100620A | 9V Alcaline Battery (x12)
P01100620B | 9V Alcaline Battery (x24)
P01298043Z | Shoulder Carrying Case No.15 blister pack | 3760171414590
P01120947 | F407 | 3760171417799
Accessories & Replacement Parts
P01102095 | DATAVIEW SOFTWARE | 3760171418734
P01102100Z | BNC Insulated F-Banana 4M | 3760171410509
P01102112 | Bluetooth Modem USB | 3760171418659
P01295451Z | PVC moulded leads 1,5m DM4-CM4 Cat4 1kV RD/BK | 3760171416426
P01295453Z | Silicone moulded leads 1,5 m DM4-CM4 Cat4 1kV RD/BK | 3760171416440
P01295454Z | Moulded test probe Cat4 1kV RD/BK | 3760171416457
P01295455Z | 2 PVC leads/test probes 15A 1.5m 1000V cat 4 | 3760171416464
P01295456Z | Lead 1,5m test probes CM4 15A PVC Cat4 1kV RD/BK | 3760171416471
P01295457Z | Crocodile clip Cat4 1kV RD/BK | 3760171416488
P01295458Z | Test probe 4mm Cat2 300V RD/BK | 3760171416495
P01295459Z | Test accessories for DMM | 3760171416501
P01295461Z | Lead IP2X 1,5m test probe -CM4 Cat4 600V for DMM RD/BK | 3760171417348
P01296033 | 1,5V Alcaline Battery LR6
P01298076 | Softcase 120x320x600 with MultiFix | 3760171417409
P03295509 | Set of 10 fuses, 315mA HBC
P01120967 | F607 | 3760171417805
Accessories & Replacement Parts
P01102095 | DATAVIEW SOFTWARE | 3760171418734
P01102100Z | BNC Insulated F-Banana 4M | 3760171410509
P01102112 | Bluetooth Modem USB | 3760171418659
P01295451Z | PVC moulded leads 1,5m DM4-CM4 Cat4 1kV RD/BK | 3760171416426
P01295453Z | Silicone moulded leads 1,5 m DM4-CM4 Cat4 1kV RD/BK | 3760171416440
P01295454Z | Moulded test probe Cat4 1kV RD/BK | 3760171416457
P01295455Z | 2 PVC leads/test probes 15A 1.5m 1000V cat 4 | 3760171416464
P01295456Z | Lead 1,5m test probes CM4 15A PVC Cat4 1kV RD/BK | 3760171416471
P01295457Z | Crocodile clip Cat4 1kV RD/BK | 3760171416488
P01295458Z | Test probe 4mm Cat2 300V RD/BK | 3760171416495
P01295459Z | Test accessories for DMM | 3760171416501
P01295461Z | Lead IP2X 1,5m test probe -CM4 Cat4 600V for DMM RD/BK | 3760171417348
P01296033 | 1,5V Alcaline Battery LR6
P01298076 | Softcase 120x320x600 with MultiFix | 3760171417409
P03295509 | Set of 10 fuses, 315mA HBC
P01160620 | C.A 8220 | 3760171413661
P01160621 | C.A 8220 MN93A
P01160622 | C.A 8220 AMPFLEX
Accessories & Replacement Parts
HX0053 | MTX328x battery charger | 3760171411285
HX0055 | PC USB/RS232 ACC. | 3760171411292
HX0056-Z | USB Optical Cord. | 3760171411308
P01101959 | Adaptor box 1A CA833X
P01102081 | CLAMP E3N ADAPTER | 3760171412305
P01102082 | RPM PROBE WITH PULSE OUTPUT | 3760171412312
P01102095 | DATAVIEW SOFTWARE | 3760171418734
P01102131 | ESSAILEC ADAPTER
P01120043A | Clamp E3N CVH oscillo | 3760171412435
P01120047 | E3N PROBE WITH P.SUPPLY
P01120079B | PAC 93 clamp BK | 3760171412640
P01120323B | C193 clamp BK | 3760171412794
P01120425B | MN93 clamp BK | 3760171412992
P01120434B | MN93A clamp BK | 3760171413012
P01120526B | A193 AmpFlex 450mm BK | 3760171413159
P01120531B | A193 AmpFlex 800mm BK | 3760171413166
P01120567 | MINIFLEX MA193 350 MM | 3760171419243
P01120580 | MINIAMPFLEX MA193 200 MM | 3760171417027
P01160640 | POWER SUPPLY EUR C.A82X0
P01160650 | POWER SUPPLY USA C.A 82X0
P01295252 | OPTICAL LINK | 3760171416167
P01295288Z | Lead 1,5M MD4 MD4 15A MONOM PVC CAT4 600V | 3760171410257
P01296037 | PACK 6 ACCUMULATEURS NIMH
P01298049 | Shoulder bag No.5 | 3760171414606
P01160630 | C.A 8230 | 3760171413678
P01160631 | C.A 8230 MN93A
P01160632 | C.A 8230 AmpFlex
Accessories & Replacement Parts
HX0053 | MTX328x battery charger | 3760171411285
HX0055 | PC USB/RS232 ACC. | 3760171411292
HX0056-Z | USB Optical Cord. | 3760171411308
P01101959 | Adaptor box 1A CA833X
P01102081 | CLAMP E3N ADAPTER | 3760171412305
P01102095 | DATAVIEW SOFTWARE | 3760171418734
P01102131 | ESSAILEC ADAPTER
P01120043A | Clamp E3N CVH oscillo | 3760171412435
P01120047 | E3N PROBE WITH P.SUPPLY
P01120079B | PAC 93 clamp BK | 3760171412640
P01120323B | C193 clamp BK | 3760171412794
P01120425B | MN93 clamp BK | 3760171412992
P01120434B | MN93A clamp BK | 3760171413012
P01120526B | A193 AmpFlex 450mm BK | 3760171413159
P01120531B | A193 AmpFlex 800mm BK | 3760171413166
P01120567 | MINIFLEX MA193 350 MM | 3760171419243
P01120580 | MINIAMPFLEX MA193 200 MM | 3760171417027
P01160640 | POWER SUPPLY EUR C.A82X0
P01160650 | POWER SUPPLY USA C.A 82X0
P01295252 | OPTICAL LINK | 3760171416167
P01295288Z | Lead 1,5M MD4 MD4 15A MONOM PVC CAT4 600V | 3760171410257
P01296037 | PACK 6 ACCUMULATEURS NIMH
P01298049 | Shoulder bag No.5 | 3760171414606
P01160511 | C.A 8331 | 3760171418949
P01160512 | C.A 8331 MA193 | 3760171418956
Accessories & Replacement Parts
P01101959 | Adaptor box 1A CA833X
P01102057 | CA8335 POWER ADAPTER | 3760171412282
P01102059 | SCREEN OVERLAY QUALISTAR | 3760171415979
P01102080 | PAWNS AND RINGS KIT | 3760171412299
P01102081 | CLAMP E3N ADAPTER | 3760171412305
P01102095 | DATAVIEW SOFTWARE | 3760171418734
P01102131 | ESSAILEC ADAPTER
P01103058Z | Set of 2 magnetized measu rement probes (red/black) | 3760171417379
P01120043A | Clamp E3N CVH oscillo | 3760171412435
P01120079B | PAC 93 clamp BK | 3760171412640
P01120110 | J93 CLAMP | 3760171418796
P01120323B | C193 clamp BK | 3760171412794
P01120425B | MN93 clamp BK | 3760171412992
P01120434B | MN93A clamp BK | 3760171413012
P01120526B | A193 AmpFlex 450mm BK | 3760171413159
P01120531B | A193 AmpFlex 800mm BK | 3760171413166
P01120567 | MINIFLEX MA193 350 MM | 3760171419243
P01120580 | MINIAMPFLEX MA193 200 MM | 3760171417027
P01295293 | USB-A USB-B CABLE | 3760171414293
P01295476 | KIT 4TESTLEADS-CROCO-BK
P01295483 | SET 5XLEAD BANA & CROCO CORD3_0_15MP_BK | 3760171418932
P01298055 | Instrument carrying bag | 3760171414620
P01298056 | Instrument carrying bag 22 | 3760171416235
P01160541 | C.A 8333 | 3760171418963
P01160542 | C.A 8333 MA193 | 3760171418970
Accessories & Replacement Parts
P01101959 | Adaptor box 1A CA833X
P01102057 | CA8335 POWER ADAPTER | 3760171412282
P01102059 | SCREEN OVERLAY QUALISTAR | 3760171415979
P01102080 | PAWNS AND RINGS KIT | 3760171412299
P01102081 | CLAMP E3N ADAPTER | 3760171412305
P01102095 | DATAVIEW SOFTWARE | 3760171418734
P01102131 | ESSAILEC ADAPTER
P01103058Z | Set of 2 magnetized measu rement probes (red/black) | 3760171417379
P01120043A | Clamp E3N CVH oscillo | 3760171412435
P01120079B | PAC 93 clamp BK | 3760171412640
P01120110 | J93 CLAMP | 3760171418796
P01120323B | C193 clamp BK | 3760171412794
P01120425B | MN93 clamp BK | 3760171412992
P01120434B | MN93A clamp BK | 3760171413012
P01120526B | A193 AmpFlex 450mm BK | 3760171413159
P01120531B | A193 AmpFlex 800mm BK | 3760171413166
P01120567 | MINIFLEX MA193 350 MM | 3760171419243
P01120580 | MINIAMPFLEX MA193 200 MM | 3760171417027
P01295293 | USB-A USB-B CABLE | 3760171414293
P01295476 | KIT 4TESTLEADS-CROCO-BK
P01295483 | SET 5XLEAD BANA & CROCO CORD3_0_15MP_BK | 3760171418932
P01298055 | Instrument carrying bag | 3760171414620
P01298056 | Instrument carrying bag 22 | 3760171416235
P01160571 | C.A 8335 MN
P01160572 | C.A 8335 MN93A
P01160573 | C.A 8335 AMP450
P01160574 | C.A 8335 AMP800
P01160575 | C.A 8335 PAC
P01160576 | C.A 8335 C193
P01160577 | C.A 8335 Sans pince | 3760171413654
Accessories & Replacement Parts
P01101959 | Adaptor box 1A CA833X
P01102057 | CA8335 POWER ADAPTER | 3760171412282
P01102059 | SCREEN OVERLAY QUALISTAR | 3760171415979
P01102080 | PAWNS AND RINGS KIT | 3760171412299
P01102081 | CLAMP E3N ADAPTER | 3760171412305
P01102095 | DATAVIEW SOFTWARE | 3760171418734
P01102131 | ESSAILEC ADAPTER
P01120043A | Clamp E3N CVH oscillo | 3760171412435
P01120047 | E3N PROBE WITH P.SUPPLY
P01120079B | PAC 93 clamp BK | 3760171412640
P01120110 | J93 CLAMP | 3760171418796
P01120323B | C193 clamp BK | 3760171412794
P01120425B | MN93 clamp BK | 3760171412992
P01120434B | MN93A clamp BK | 3760171413012
P01120526B | A193 AmpFlex 450mm BK | 3760171413159
P01120531B | A193 AmpFlex 800mm BK | 3760171413166
P01120567 | MINIFLEX MA193 350 MM | 3760171419243
P01120580 | MINIAMPFLEX MA193 200 MM | 3760171417027
P01295293 | USB-A USB-B CABLE | 3760171414293
P01296024 | Battery pack NIMH 35 WH
P01298055 | Instrument carrying bag | 3760171414620
P01298056 | Instrument carrying bag 22 | 3760171416235
P01160585 | C.A 8435 | 3760171418383
P01160587 | C.A 8435 A196 | 3760171418390
Accessories & Replacement Parts
P01101959 | Adaptor box 1A CA833X
P01102059 | SCREEN OVERLAY QUALISTAR | 3760171415979
P01102080 | PAWNS AND RINGS KIT | 3760171412299
P01102095 | DATAVIEW SOFTWARE | 3760171418734
P01102099 | LOCKABLE CROCO CLIP KIT | 3760171418406
P01102117 | SET OF PLUG CA8435
P01103058Z | Set of 2 magnetized measu rement probes (red/black) | 3760171417379
P01120079B | PAC 93 clamp BK | 3760171412640
P01120110 | J93 CLAMP | 3760171418796
P01120323B | C193 clamp BK | 3760171412794
P01120425B | MN93 clamp BK | 3760171412992
P01120434B | MN93A clamp BK | 3760171413012
P01120526B | A193 AmpFlex 450mm BK | 3760171413159
P01120531B | A193 AmpFlex 800mm BK | 3760171413166
P01120552 | AMPFLEX A196 AMP450
P01120567 | MINIFLEX MA193 350 MM | 3760171419243
P01295293 | USB-A USB-B CABLE | 3760171414293
P01295476 | KIT 4TESTLEADS-CROCO-BK
P01295477 | EUROPE POWER CORD C.A 8435
P01295479 | SET BB196 5XBANANA LEADS CORD3_0DM4_VIS_15MP-BK_X5
P01298056 | Instrument carrying bag 22 | 3760171416235
P01160591 | C.A 8336 | 3760171418987
P01160592 | C.A 8336 MA193 | 3760171418994
Accessories & Replacement Parts
P01101959 | Adaptor box 1A CA833X
P01102057 | CA8335 POWER ADAPTER | 3760171412282
P01102059 | SCREEN OVERLAY QUALISTAR | 3760171415979
P01102080 | PAWNS AND RINGS KIT | 3760171412299
P01102081 | CLAMP E3N ADAPTER | 3760171412305
P01102095 | DATAVIEW SOFTWARE | 3760171418734
P01102131 | ESSAILEC ADAPTER
P01103058Z | Set of 2 magnetized measu rement probes (red/black) | 3760171417379
P01120043A | Clamp E3N CVH oscillo | 3760171412435
P01120079B | PAC 93 clamp BK | 3760171412640
P01120110 | J93 CLAMP | 3760171418796
P01120323B | C193 clamp BK | 3760171412794
P01120425B | MN93 clamp BK | 3760171412992
P01120434B | MN93A clamp BK | 3760171413012
P01120526B | A193 AmpFlex 450mm BK | 3760171413159
P01120531B | A193 AmpFlex 800mm BK | 3760171413166
P01120567 | MINIFLEX MA193 350 MM | 3760171419243
P01120580 | MINIAMPFLEX MA193 200 MM | 3760171417027
P01295293 | USB-A USB-B CABLE | 3760171414293
P01295476 | KIT 4TESTLEADS-CROCO-BK
P01295483 | SET 5XLEAD BANA & CROCO CORD3_0_15MP_BK | 3760171418932
P01298055 | Instrument carrying bag | 3760171414620
P01298056 | Instrument carrying bag 22 | 3760171416235
Accessories & Replacement Parts for C.A 8332/C.A 8334
P01101959A | Boîtier Adapt.5A CA833X-I CA833X-I
P01101962 | Alligator clips RD+BU+GN+ YE
P01120076B | PAC 93 clamps (x3) FR
P01120077B | PAC 93 clamp (x3) INT | 3760171412633
P01120078B | PAC 93 clamp RD
P01120080B | PAC 93 clamp GN
P01120081B | PAC 93 clamp YE
P01120082B | PAC 93 clamp BU
P01120321B | C193 clamp (x3) INT | 3760171412787
P01120322B | C193 clamp RD
P01120324B | C193 clamp GN
P01120325B | C193 clamp YE
P01120326B | C193 clamp BU
P01120327B | C193 clamp (x3) FR
P01120422B | MN93 clamp (x3) FR
P01120423B | MN93 clamp (x3) INT | 3760171412985
P01120424B | MN93 clamp RD | 3760171416969
P01120426B | MN93 clamp GN
P01120427B | MN93 clamp YE
P01120428B | MN93 clamp BU
P01120431B | MN93A clamp (x3) FR
P01120432B | MN93A clamp (x3) INT | 3760171413005
P01120433B | MN93A clamp RD
P01120435B | MN93A clamp GN
P01120436B | MN93A clamp YE
P01120437B | MN93A clamp BU
P01120523B | A193 AmpFlex 450mm (x3) INT | 3760171413135
P01120524B | A193 AmpFlex 800mm (x3) INT | 3760171413142
P01120525B | A193 AmpFlex 450mm RD
P01120527B | A193 AmpFlex 450mm GN
P01120528B | A193 AmpFlex 450mm YE
P01120529B | A193 AmpFlex 450mm BU | 3760171416983
P01120530B | A193 AmpFlex 800mm RD | 3760171416990
P01120532B | A193 AmpFlex 800mm GN
P01120533B | A193 AmpFlex 800mm YE
P01120534B | A193 AmpFlex 800mm BU | 3760171417003
P01120535B | A193 AmpFlex 450mm (x3) FR
P01120536B | A193 AmpFlex 800mm (x3) FR
P01295190A | Cord.optique RS232.DB9F
P01295191 | 4 BAN Leads RD+BU+GN+YE
P01298062 | C.A 8332/34 Protection case | 3760171414644
Accessories & Replacement Parts for C.A 8310
P01101911 | 3 FRB7 connectors
P01101912 | Printer Ribbon (set of 5)
P01101913 | Paper roll (set of 10)
P01120311 | Clamp C190 L1/A
P01120312 | Clamp C190 L2/B
P01120313 | Clamp C190 L3/C
P01120412 | Clamp MN90 L1/A
P01120413 | Clamp MN90 L2/B
P01120414 | Clamp MN90 L3/C
P01120512 | AmpFlex A190 450MM L1/A
P01120513 | AmpFlex A190 450MM L2/B
P01120514 | AmpFlex A190 450MM L3/C
P01120515 | AmpFlex A190 800MM L1/A
P01120516 | AmpFlex A190 800MM L2/B
P01120517 | AmpFlex A190 800MM L3/C
P01295133 | 4 BAN Leads RD+BK+WT+BL
P01160700 | FTV100 | 3760171417072
P01160720 | FTV100-3V DC | 3760171417096
Accessories & Replacement Parts
P01120092 | PAC20 CLAMP-FTV100
P01120100 | D43 CLAMP-FTV100
P01120337 | C107 CLAMP-FTV100
P01160710 | 3 DC CHANNEL MES.KIT | 3760171417089
P01160730 | PYRANOMETER FOR GREENTEST FTV100 | 3760171417102
P01160731 | PT100 AMBIANT TEMP SENSOR GREENTEST FTV100 | 3760171417119
P01160732 | PT100 SOLAR PANEL SENSOR GREENTEST TFV100 | 3760171417126
P01160733 | MN13 CLAMP-FTV100
P01160734 | PAC10 CLAMP-FTV100
P01160735 | FTV100 BATTERY | 3760171417133
P01160736 | REMOTE MODULE FTV100 | 3760171417140
P01160737 | KIT COMMUNICATION CABLE | 3760171417157
P01160738 | KIT COMMUNICATION BLUE TOOTH | 3760171417164
P01160740 | IV TRACER FTV200 PHOTOVOLT.INST.TESTER | 3760171418123
P01160745 | IV TRACER FTV200 PHOTOVOLT.INST.TESTER | 3760171418130
Accessories & Replacement Parts
HX0055 | PC USB/RS232 ACC. | 3760171411292
P01102115 | INCLINOMETER
P01102116 | FLEX TEST LEADS
P01102119 | KIT adapt. MC4-banana RN
P01160730 | PYRANOMETER FOR GREENTEST FTV100 | 3760171417102
P01160731 | PT100 AMBIANT TEMP SENSOR GREENTEST FTV100 | 3760171417119
P01160732 | PT100 SOLAR PANEL SENSOR GREENTEST TFV100 | 3760171417126
P01160736 | REMOTE MODULE FTV100 | 3760171417140
P01160739 | FTV200 BLUETOOTH KIT | 3760171418147
P01298066 | STANDARD CARRYING BAG | 3760171416242
P01172201Z | CA 811 / 20 000 L | 3760171413777
Accessories & Replacement Parts
P01100620 | 9V Alcaline Battery
P01100620A | 9V Alcaline Battery (x12)
P01100620B | 9V Alcaline Battery (x24)
P01172401Z | CA 813 / 200 000 L | 3760171413784
Accessories & Replacement Parts
P01100620 | 9V Alcaline Battery
P01100620A | 9V Alcaline Battery (x12)
P01100620B | 9V Alcaline Battery (x24)
P01185501Z | CA 832 | 3760171413876
Accessories & Replacement Parts
P01100620 | 9V Alcaline Battery
P01100620A | 9V Alcaline Battery (x12)
P01100620B | 9V Alcaline Battery (x24)
P01102083 | WIND GUARD
P01102085 | MICRO EXTENSION CABLE
P01185301 | CA 833 | 3760171413869
Accessories & Replacement Parts
P01100620 | 9V Alcaline Battery
P01100620A | 9V Alcaline Battery (x12)
P01100620B | 9V Alcaline Battery (x24)
P01185502 | CA 834 | 3760171413883
Accessories & Replacement Parts
P01100620 | 9V Alcaline Battery
P01100620A | 9V Alcaline Battery (x12)
P01100620B | 9V Alcaline Battery (x24)
P01102083 | WIND GUARD
P01102085 | MICRO EXTENSION CABLE
P01295478 | JACK/USB CABLE
P01173102 | Thermo-anemometer C.A 822 | 3760171413791
Accessories & Replacement Parts
P01100620 | 9V Alcaline Battery
P01100620A | 9V Alcaline Battery (x12)
P01100620B | 9V Alcaline Battery (x24)
P01173113 | C.A 1224 THERMO-ANEMO H | 3760171416105
Accessories & Replacement Parts
P01100620 | 9V Alcaline Battery
P01100620A | 9V Alcaline Battery (x12)
P01100620B | 9V Alcaline Battery (x24)
P01102012 | Telescopic extension | 3760171412121
P01173105 | C.A 825 | 3760171413807
P01173114 | C.A 1226 THERMO-ANEMO F | 3760171416112
Accessories & Replacement Parts
P01100620 | 9V Alcaline Battery
P01100620A | 9V Alcaline Battery (x12)
P01100620B | 9V Alcaline Battery (x24)
P01102010 | Straight extension for CA 826 | 3760171412107
P01102011 | Right angled extension for CA 826 | 3760171412114
P01173107 | C.A 828 | 3760171413814
P01156301Z | CA 846 | 3760171413630
Accessories & Replacement Parts
P01100620 | 9V Alcaline Battery
P01100620A | 9V Alcaline Battery (x12)
P01100620B | 9V Alcaline Battery (x24)
P01156401 | Humidity standard 75%RH
P01156402 | Humidity standard 33%RH
P01156302Z | CA 847 Building material hygrometer | 3760171413647
Accessories & Replacement Parts
P01100620 | 9V Alcaline Battery
P01100620A | 9V Alcaline Battery (x12)
P01100620B | 9V Alcaline Battery (x24)
P01156310 | C.A 1244 THERMO-HYGRO | 3760171416099
Accessories & Replacement Parts
P01100620 | 9V Alcaline Battery
P01100620A | 9V Alcaline Battery (x12)
P01100620B | 9V Alcaline Battery (x24)
P01102012 | Telescopic extension | 3760171412121
P01156401 | Humidity standard 75%RH
P01156402 | Humidity standard 33%RH
P01653100 | TK 2000 THERMO+1 COUPLE K | 3760171414910
P01653110 | TK 2002 THERMO+2COUPLES K | 3760171414927
Accessories & Replacement Parts
P01100620 | 9V Alcaline Battery
P01100620A | 9V Alcaline Battery (x12)
P01100620B | 9V Alcaline Battery (x24)
P03652901 | SK1 needle probe | 3760171415009
P03652902 | SK2 bendable probe | 3760171415016
P03652903 | SK3 semi-rigid probe | 3760171415023
P03652904 | SK4 surface probe 250°C | 3760171415030
P03652905 | SK5 surface probe 500°C | 3760171415047
P03652906 | SK6 flexible probe | 3760171415054
P03652907 | SK7 air probe | 3760171415061
P03652908 | SK8 self-gripping probe | 3760171415078
P03652909 | Extension CK1 MF 1m | 3760171415085
P03652910 | Extension CK2 M 1m | 3760171415092
P03652912 | Handle PP1 | 3760171415108
P03652913 | Extension CK3 F-DIN | 3760171415115
P03652914 | Extension CK4 F banana 4 | 3760171415122
P03652917 | SK11 needle probe | 3760171415139
P03652918 | SK13 general purpose probe | 3760171415146
P03652919 | SK14 surface probe, elbowed | 3760171415153
P03652920 | SK15 surface probe | 3760171415160
P03652921 | SK17 air probe | 3760171415177
P03652922 | SK19 magnetic surface probe | 3760171415184
P01650101Z | CA 861 Channel K-type thermocouple | 3760171414699
Accessories & Replacement Parts
P01100620 | 9V Alcaline Battery
P01100620A | 9V Alcaline Battery (x12)
P01100620B | 9V Alcaline Battery (x24)
P03652901 | SK1 needle probe | 3760171415009
P03652902 | SK2 bendable probe | 3760171415016
P03652903 | SK3 semi-rigid probe | 3760171415023
P03652904 | SK4 surface probe 250°C | 3760171415030
P03652905 | SK5 surface probe 500°C | 3760171415047
P03652906 | SK6 flexible probe | 3760171415054
P03652907 | SK7 air probe | 3760171415061
P03652908 | SK8 self-gripping probe | 3760171415078
P03652909 | Extension CK1 MF 1m | 3760171415085
P03652910 | Extension CK2 M 1m | 3760171415092
P03652912 | Handle PP1 | 3760171415108
P03652913 | Extension CK3 F-DIN | 3760171415115
P03652914 | Extension CK4 F banana 4 | 3760171415122
P03652917 | SK11 needle probe | 3760171415139
P03652918 | SK13 general purpose probe | 3760171415146
P03652919 | SK14 surface probe, elbowed | 3760171415153
P03652920 | SK15 surface probe | 3760171415160
P03652921 | SK17 air probe | 3760171415177
P03652922 | SK19 magnetic surface probe | 3760171415184
P01650201Z | CA 863 2 Channel K-type thermocouple | 3760171414705
Accessories & Replacement Parts
P01100620 | 9V Alcaline Battery
P01100620A | 9V Alcaline Battery (x12)
P01100620B | 9V Alcaline Battery (x24)
P03652901 | SK1 needle probe | 3760171415009
P03652902 | SK2 bendable probe | 3760171415016
P03652903 | SK3 semi-rigid probe | 3760171415023
P03652904 | SK4 surface probe 250°C | 3760171415030
P03652905 | SK5 surface probe 500°C | 3760171415047
P03652906 | SK6 flexible probe | 3760171415054
P03652907 | SK7 air probe | 3760171415061
P03652908 | SK8 self-gripping probe | 3760171415078
P03652909 | Extension CK1 MF 1m | 3760171415085
P03652910 | Extension CK2 M 1m | 3760171415092
P03652912 | Handle PP1 | 3760171415108
P03652913 | Extension CK3 F-DIN | 3760171415115
P03652914 | Extension CK4 F banana 4 | 3760171415122
P03652917 | SK11 needle probe | 3760171415139
P03652918 | SK13 general purpose probe | 3760171415146
P03652919 | SK14 surface probe, elbowed | 3760171415153
P03652920 | SK15 surface probe | 3760171415160
P03652921 | SK17 air probe | 3760171415177
P03652922 | SK19 magnetic surface probe | 3760171415184
P01650301Z | CA 865 Thermometer PT 100 | 3760171414712
Accessories & Replacement Parts
P01100620 | 9V Alcaline Battery
P01100620A | 9V Alcaline Battery (x12)
P01100620B | 9V Alcaline Battery (x24)
P01650401 | Sensor PT100
P03652712 | SP 10 Probe | 3760171414965
P03652713 | SP 11 Probe | 3760171414972
P03652714 | SP 12 Probe | 3760171414989
P03652715 | SP 13 Probe | 3760171414996
P03652901 | SK1 needle probe | 3760171415009
P03652902 | SK2 bendable probe | 3760171415016
P03652903 | SK3 semi-rigid probe | 3760171415023
P03652904 | SK4 surface probe 250°C | 3760171415030
P03652905 | SK5 surface probe 500°C | 3760171415047
P03652906 | SK6 flexible probe | 3760171415054
P03652907 | SK7 air probe | 3760171415061
P03652908 | SK8 self-gripping probe | 3760171415078
P03652909 | Extension CK1 MF 1m | 3760171415085
P03652910 | Extension CK2 M 1m | 3760171415092
P03652912 | Handle PP1 | 3760171415108
P03652913 | Extension CK3 F-DIN | 3760171415115
P03652914 | Extension CK4 F banana 4 | 3760171415122
P03652917 | SK11 needle probe | 3760171415139
P03652918 | SK13 general purpose probe | 3760171415146
P03652919 | SK14 surface probe, elbowed | 3760171415153
P03652920 | SK15 surface probe | 3760171415160
P03652921 | SK17 air probe | 3760171415177
P03652922 | SK19 magnetic surface probe | 3760171415184
P01654621 | C.A 1621 TK TEMPERATURE CALIBRATOR | 3760171417522
Accessories & Replacement Parts
P01103057 | CALIBRATOR POWER SUPPLY | 3760171417553
P01295451Z | PVC moulded leads 1,5m DM4-CM4 Cat4 1kV RD/BK | 3760171416426
P01295457Z | Crocodile clip Cat4 1kV RD/BK | 3760171416488
P01295458Z | Test probe 4mm Cat2 300V RD/BK | 3760171416495
P01296032A | 1,5V Alcaline Battery LR03 (x12)
P01296032B | 1,5V Alcaline Battery LR03 (x24)
P01297099 | F_5X20F--.125A_250V35AX10
P01298075 | Softcase 120x245x600 with MultiFix | 3760171417393
P01654623 | C.A 1623 PT TEMPERATURE CALIBRATOR | 3760171417539
Accessories & Replacement Parts
P01103057 | CALIBRATOR POWER SUPPLY | 3760171417553
P01295451Z | PVC moulded leads 1,5m DM4-CM4 Cat4 1kV RD/BK | 3760171416426
P01295457Z | Crocodile clip Cat4 1kV RD/BK | 3760171416488
P01295458Z | Test probe 4mm Cat2 300V RD/BK | 3760171416495
P01296032A | 1,5V Alcaline Battery LR03 (x12)
P01296032B | 1,5V Alcaline Battery LR03 (x24)
P01298075 | Softcase 120x245x600 with MultiFix | 3760171417393
P01654402 | CA 1631 VOLT/MA PROCESS CALIBRATOR | 3760171417546
Accessories & Replacement Parts
P01103057 | CALIBRATOR POWER SUPPLY | 3760171417553
P01295451Z | PVC moulded leads 1,5m DM4-CM4 Cat4 1kV RD/BK | 3760171416426
P01295457Z | Crocodile clip Cat4 1kV RD/BK | 3760171416488
P01295458Z | Test probe 4mm Cat2 300V RD/BK | 3760171416495
P01296032A | 1,5V Alcaline Battery LR03 (x12)
P01296032B | 1,5V Alcaline Battery LR03 (x24)
P01297099 | F_5X20F--.125A_250V35AX10
P01298075 | Softcase 120x245x600 with MultiFix | 3760171417393
P03197704 | CDA 9452 | 3760171414941
Accessories & Replacement Parts
P03100846 | Lamp Stroboscope No.1
P03100848 | Lamp 1.5V x2
P03100849 | Light n°2
P01174810 | C.A 1725 TACHYMETRE | 3760171413821
Accessories & Replacement Parts
P01101785 | FRB female socket
P01101797 | Reflective film (set of 15 bands, 10cm)
P01174835 | LOGICIEL TACHOGRAPH | 3760171416129
P01174902 | Kit of mechanical accesso ries (adaptor and 3 tips) | 3760171416136
P01174903 | Set of 3 mechanical tips (cone, tube, wheel)
P01295293 | USB-A USB-B CABLE | 3760171414293
P01174830 | C.A 1727 TACHYMETRE | 3760171413838
Accessories & Replacement Parts
P01101785 | FRB female socket
P01101797 | Reflective film (set of 15 bands, 10cm)
P01174835 | LOGICIEL TACHOGRAPH | 3760171416129
P01174902 | Kit of mechanical accesso ries (adaptor and 3 tips) | 3760171416136
P01174903 | Set of 3 mechanical tips (cone, tube, wheel)
P01295293 | USB-A USB-B CABLE | 3760171414293
P01184101 | C.A 850 - 7 Bar | 3760171413845
Accessories & Replacement Parts
P01100620 | 9V Alcaline Battery
P01100620A | 9V Alcaline Battery (x12)
P01100620B | 9V Alcaline Battery (x24)
P01184102 | C.A 852 - 140mbar | 3760171413852
Accessories & Replacement Parts
P01100620 | 9V Alcaline Battery
P01100620A | 9V Alcaline Battery (x12)
P01100620B | 9V Alcaline Battery (x24)
P01651302Z | IR thermometer CA 871 + carrying bag | 3760171414781
Accessories & Replacement Parts
P01100620 | 9V Alcaline Battery
P01100620A | 9V Alcaline Battery (x12)
P01100620B | 9V Alcaline Battery (x24)
P01651403Z | CA 876 infrared termo- meter + K-type sensor | 3760171414804
Accessories & Replacement Parts
P01100620 | 9V Alcaline Battery
P01100620A | 9V Alcaline Battery (x12)
P01100620B | 9V Alcaline Battery (x24)
P03652901 | SK1 needle probe | 3760171415009
P03652902 | SK2 bendable probe | 3760171415016
P03652903 | SK3 semi-rigid probe | 3760171415023
P03652904 | SK4 surface probe 250°C | 3760171415030
P03652905 | SK5 surface probe 500°C | 3760171415047
P03652906 | SK6 flexible probe | 3760171415054
P03652907 | SK7 air probe | 3760171415061
P03652908 | SK8 self-gripping probe | 3760171415078
P03652909 | Extension CK1 MF 1m | 3760171415085
P03652910 | Extension CK2 M 1m | 3760171415092
P03652912 | Handle PP1 | 3760171415108
P03652913 | Extension CK3 F-DIN | 3760171415115
P03652914 | Extension CK4 F banana 4 | 3760171415122
P03652917 | SK11 needle probe | 3760171415139
P03652918 | SK13 general purpose probe | 3760171415146
P03652919 | SK14 surface probe, elbowed | 3760171415153
P03652920 | SK15 surface probe | 3760171415160
P03652921 | SK17 air probe | 3760171415177
P03652922 | SK19 magnetic surface probe | 3760171415184
P01651805Z | C.A 879 IR THERMOMETER | 3760171417263
Accessories & Replacement Parts
P01100620 | 9V Alcaline Battery
P01100620A | 9V Alcaline Battery (x12)
P01100620B | 9V Alcaline Battery (x24)
P01651813 | C.A 1864 IR THERMOMETER | 3760171414873
Accessories & Replacement Parts
P01100620 | 9V Alcaline Battery
P01100620A | 9V Alcaline Battery (x12)
P01100620B | 9V Alcaline Battery (x24)
P01298033 | Shoulder bag for multimeter and clamp | 3760171414552
P01651814 | C.A 1866 IR THERMOMETER | 3760171414880
Accessories & Replacement Parts
P01100620 | 9V Alcaline Battery
P01100620A | 9V Alcaline Battery (x12)
P01100620B | 9V Alcaline Battery (x24)
P01298033 | Shoulder bag for multimeter and clamp | 3760171414552
P01651610Z | CA 1871 INFRARED PROBE | 3760171414859
Accessories & Replacement Parts
P01100620 | 9V Alcaline Battery
P01100620A | 9V Alcaline Battery (x12)
P01100620B | 9V Alcaline Battery (x24)
P01651620 | C.A 1875 THERMOGRAPHIC BENCH | 3760171414866
P01651277 | C.A 1877 DIACAM THERMAL CAMERA 80X60
Accessories & Replacement Parts
HX0061 | 10-60V SCOPIX POWER | 3760171411339
P01296045 | BATTERY FOR CA 1882 CA 1877 & CA 1878 | 3760171419038
P01296046 | BATTERY CHARG FOR CA 1882 CA 1877 CA 1878
P01298075 | Softcase 120x245x600 with MultiFix | 3760171417393
P01651527 | EXTERNAL POWER SUPPLY | 3760171414842
P01651528 | DOCK FOR CA 1882 CA 1877 CA 1878
P01651532 | SUN GUARD FOR CA 1882 CA 1877 CA 1878
P01651278 | C.A 1878 DIACAM THERMAL CAMERA 100X80 | 3760171419021
Accessories & Replacement Parts
HX0061 | 10-60V SCOPIX POWER | 3760171411339
P01296045 | BATTERY FOR CA 1882 CA 1877 & CA 1878 | 3760171419038
P01296046 | BATTERY CHARG FOR CA 1882 CA 1877 CA 1878
P01298075 | Softcase 120x245x600 with MultiFix | 3760171417393
P01651527 | EXTERNAL POWER SUPPLY | 3760171414842
P01651528 | DOCK FOR CA 1882 CA 1877 CA 1878
P01651532 | SUN GUARD FOR CA 1882 CA 1877 CA 1878
P01651215 | CA 1882 EDUCAM | 3760171419014
P01651215E | C.A 1882_9HZ EDUCAM
Accessories & Replacement Parts
HX0061 | 10-60V SCOPIX POWER | 3760171411339
P01295274 | USB WIRE RAYCAM | 3760171414286
P01296045 | BATTERY FOR CA 1882 CA 1877 & CA 1878 | 3760171419038
P01296046 | BATTERY CHARG FOR CA 1882 CA 1877 CA 1878
P01651527 | EXTERNAL POWER SUPPLY | 3760171414842
P01651528 | DOCK FOR CA 1882 CA 1877 CA 1878
P01651532 | SUN GUARD FOR CA 1882 CA 1877 CA 1878
P01651620 | C.A 1875 THERMOGRAPHIC BENCH | 3760171414866
P01651260 | RAYCAM C.A 1886 | 3760171416679
P01651260E | C.A 1886_9HZ RAYCAM
P01651261 | C.A 1886 HTE TEMP 1000°C | 3760171417201
P01651262 | C.A 1886 HTE TEMP 1500° | 3760171417218
P01651263 | C.A 1886 BLUETOOTH | 3760171417225
Accessories & Replacement Parts
HX0061 | 10-60V SCOPIX POWER | 3760171411339
P01296041 | BATTERY RAYCAM | 3760171414316
P01296043 | RAYCAM CHARGER | 3760171414323
P01651522 | CACHE OBJECTIF | 3760171414811
P01651524 | SOFT RAYCAM | 3760171414828
P01651526 | PHOTO TRIPOD ADAPTATER | 3760171414835
P01651527 | EXTERNAL POWER SUPPLY | 3760171414842
P01651531 | SUNSHIELD 1886-88 SUNSHIELD 1886-88
P01651270 | RAYCAM C.A 1888 | 3760171416686
P01651270E | C.A 1888_9HZ RAYCAM
P01651271 | C.A 1888 HTE TEMP 1000°C | 3760171417232
P01651272 | C.A 1888 HTE TEMP 1500°C | 3760171417249
P01651273 | C.A 1888 BLUETOOTH | 3760171417256
Accessories & Replacement Parts
HX0061 | 10-60V SCOPIX POWER | 3760171411339
P01296041 | BATTERY RAYCAM | 3760171414316
P01296043 | RAYCAM CHARGER | 3760171414323
P01651522 | CACHE OBJECTIF | 3760171414811
P01651524 | SOFT RAYCAM | 3760171414828
P01651526 | PHOTO TRIPOD ADAPTATER | 3760171414835
P01651527 | EXTERNAL POWER SUPPLY | 3760171414842
P01651531 | SUNSHIELD 1886-88 SUNSHIELD 1886-88
P01651001Z | CA 895 carbon monoxyd detector | 3760171414729
Accessories & Replacement Parts
P01100620 | 9V Alcaline Battery
P01100620A | 9V Alcaline Battery (x12)
P01100620B | 9V Alcaline Battery (x24)
P01651101 | GAS EXTRACTION KIT FOR CA 895 | 3760171414736
P01651010 | C.A 1510 IAQ BLACK RECORDER CO2/T°/RH | 3760171419564
Accessories & Replacement Parts
P01102112 | Bluetooth Modem USB | 3760171418659
P01298071 | Case 270x195x65 | 3760171414675
P01651020 | Wall mounting for Logger
P01651021 | Desktop stand
P01651022 | CALIBRATION KIT C.A 1510
P01651023 | USB Power adapter
P01651011 | C.A 1510 IAQ WHITE RECORDER CO2/T°/RH | 3760171419571
Accessories & Replacement Parts
P01102112 | Bluetooth Modem USB | 3760171418659
P01298071 | Case 270x195x65 | 3760171414675
P01651020 | Wall mounting for Logger
P01651021 | Desktop stand
P01651022 | CALIBRATION KIT C.A 1510
P01651023 | USB Power adapter
P01175020 | C.A 1052 | 3760171416143
Accessories & Replacement Parts
P01102010 | Straight extension for CA 826 | 3760171412107
P01102011 | Right angled extension for CA 826 | 3760171412114
P01102012 | Telescopic extension | 3760171412121
P01102048 | TUBE PITOT | 3760171412268
P01173105 | C.A 825 | 3760171413807
P01173107 | C.A 828 | 3760171413814
P01157152 | POWER LOGGER PEL102 | 3760171418093
P01157153 | POWER LOGGER PEL103 | 3760171418109
P01157150 | POWER LOGGER PEL102 MA193 | 3760171418079
P01157151 | POWER LOGGER PEL103 MA193 | 3760171418086
Accessories & Replacement Parts
HX0086 | BATTERY PACK
P01101959 | Adaptor box 1A CA833X
P01102080 | PAWNS AND RINGS KIT | 3760171412299
P01102081 | CLAMP E3N ADAPTER | 3760171412305
P01102095 | DATAVIEW SOFTWARE | 3760171418734
P01102100Z | BNC Insulated F-Banana 4M | 3760171410509
P01102131 | ESSAILEC ADAPTER
P01102134 | PEL POWER ADAPTER | 3760171419045
P01120043A | Clamp E3N CVH oscillo | 3760171412435
P01120079B | PAC 93 clamp BK | 3760171412640
P01120110 | J93 CLAMP | 3760171418796
P01120111 | J193 CLAMP | 3760171418802
P01120323B | C193 clamp BK | 3760171412794
P01120425B | MN93 clamp BK | 3760171412992
P01120434B | MN93A clamp BK | 3760171413012
P01120526B | A193 AmpFlex 450mm BK | 3760171413159
P01120531B | A193 AmpFlex 800mm BK | 3760171413166
P01120567 | MINIFLEX MA193 350 MM | 3760171419243
P01120580 | MINIAMPFLEX MA193 200 MM | 3760171417027
P01295174 | Lead 2P EUR.
P01295476 | KIT 4TESTLEADS-CROCO-BK
P01298078 | Softcase N23
P01157020 | LOGGER L101 | 3760171410769
Accessories & Replacement Parts
P01101846 | BNC adapters male/ female socket (set of 2) blister | 3760171411872
P01102095 | DATAVIEW SOFTWARE | 3760171418734
P01120043A | Clamp E3N CVH oscillo | 3760171412435
P01120057A | D38N Oscillo Clamp | 3760171412527
P01120072 | PAC 12 CVH Oscillo Clamp | 3760171412596
P01120073 | PAC 22 CVH Oscillo Clamp | 3760171412602
P01120308 | Clamp C160 CV Oscillo | 3760171412732
P01120409 | Clamp MN60 CV OSCILLO | 3760171412909
P01157030 | LOGGER L102 | 3760171410776
Accessories & Replacement Parts
P01101846 | BNC adapters male/ female socket (set of 2) blister | 3760171411872
P01102095 | DATAVIEW SOFTWARE | 3760171418734
P01120043A | Clamp E3N CVH oscillo | 3760171412435
P01120057A | D38N Oscillo Clamp | 3760171412527
P01120072 | PAC 12 CVH Oscillo Clamp | 3760171412596
P01120073 | PAC 22 CVH Oscillo Clamp | 3760171412602
P01120308 | Clamp C160 CV Oscillo | 3760171412732
P01120409 | Clamp MN60 CV OSCILLO | 3760171412909
P01157080 | L111 | 3760171410820
Accessories & Replacement Parts
P01102095 | DATAVIEW SOFTWARE | 3760171418734
P01120303 | Clamp C103 LCA 1000/1 | 3760171412688
P01120404 | Clamp MN11 LCA 200/0.2 | 3760171412855
P01157040 | LOGGER L261 | 3760171410783
Accessories & Replacement Parts
P01102095 | DATAVIEW SOFTWARE | 3760171418734
P01295288Z | Lead 1,5M MD4 MD4 15A MONOM PVC CAT4 600V | 3760171410257
P01157090 | L322 | 3760171410837
Accessories & Replacement Parts
P01102095 | DATAVIEW SOFTWARE | 3760171418734
P01157070 | L432 | 3760171410813
Accessories & Replacement Parts
P01102095 | DATAVIEW SOFTWARE | 3760171418734
P01157110 | LOGGER L481 | 3760171418864
Accessories & Replacement Parts
P01102095 | DATAVIEW SOFTWARE | 3760171418734
P01295288Z | Lead 1,5M MD4 MD4 15A MONOM PVC CAT4 600V | 3760171410257
P01157060 | L562 | 3760171410806
Accessories & Replacement Parts
P01101846 | BNC adapters male/ female socket (set of 2) blister | 3760171411872
P01102095 | DATAVIEW SOFTWARE | 3760171418734
P01120043A | Clamp E3N CVH oscillo | 3760171412435
P01120057A | D38N Oscillo Clamp | 3760171412527
P01120072 | PAC 12 CVH Oscillo Clamp | 3760171412596
P01120073 | PAC 22 CVH Oscillo Clamp | 3760171412602
P01120308 | Clamp C160 CV Oscillo | 3760171412732
P01120409 | Clamp MN60 CV OSCILLO | 3760171412909
P01295288Z | Lead 1,5M MD4 MD4 15A MONOM PVC CAT4 600V | 3760171410257
P01157010 | LOGGER CL601 | 3760171410752
Accessories & Replacement Parts
P01102095 | DATAVIEW SOFTWARE | 3760171418734
P01157050 | L642 | 3760171410790
Accessories & Replacement Parts
P01102095 | DATAVIEW SOFTWARE | 3760171418734
P03652906 | SK6 flexible probe | 3760171415054
P01157140 | SIMPLE LOGGER AL834 | 3760171418819
Accessories & Replacement Parts
P01102095 | DATAVIEW SOFTWARE | 3760171418734
P01298078 | Softcase N23
P01157130 | LOGGER ML912 | 3760171418895
Accessories & Replacement Parts
P01102095 | DATAVIEW SOFTWARE | 3760171418734
P01157135 | Simple Logger ML914 | 3760171418826
Accessories & Replacement Parts
P01102095 | DATAVIEW SOFTWARE | 3760171418734
P01298078 | Softcase N23
P01170301 | C.A 401 ammeter
Accessories & Replacement Parts
P01100726 | Set of 10 fuses, 3.15A HBC
P01298016 | Shockproof case N°13 | 3760171414538
P03297507 | Set of 10 Fuses, 1A HBC
P03297510 | Set of 10 Fuses, 10A HBC
P01170302 | C.A 402 voltmeter
Accessories & Replacement Parts
P01298016 | Shockproof case N°13 | 3760171414538
P01170303 | C.A 403 zero galvanometer
Accessories & Replacement Parts
P01298016 | Shockproof case N°13 | 3760171414538
P03297509 | Set of 10 fuses, 315mA HBC
P01197401 | BR04 4-decade resistance box
P01197402 | BR05 5-decade resistance box
P01197403 | BR06 6-decade resistance box
P01197404 | BR07 7-decade resistance box | 3760171417171
P01197421 | BC05 5-decade capacitance box | 3760171417188
P01197451 | BL07 7-decade inductance box
P03197521A | Resistance box 0.1...1Ohm
P03197522A | Resistance box 1...10Ohm
P03197523A | Resistance box 10...100 Ohm
P03197524A | Resistance box 100...1kOh m
P03197525A | Resistance box 1...10kOhm
P03197526A | Resistance box 10...100kO hm
P03197527A | Resistance box 100kOhm... 1MOhm
P03197528A | Resistance box 1...10MOhm
P03197529A | Double Switching Box
P03197530A | Switching Box
P03197531A | Ratio box, 7 ratios by commutator
P03197611A | Zero galvanometer
P03199611A | Capacitance box 1...10µF
P03199612A | Capacitance box 0,1..10µF
P03199613A | Capacitance box 0,01.10pF
Accessories & Replacement Parts
P01295056 | Lead 25cm D4MDA-D4MDA BK
P01165221 | Shunt 01 A-0.1V I.E.C 1010
P01165222 | Shunt 05 A-0.1V I.E.C 1010
P01165223 | Shunt 10 A-0.1V I.E.C 1010
P01165224 | Shunt 20 A-0.1V I.E.C 1010
P01165225 | Shunt 30 A-0,1VI.E.C 1010
P01275101 | BDH R100
P01275354 | Dielectrics experimentati on
P01275364 | Transmitting bench - BEM100
P01275365 | Horn antenna experimentat ion - EANC100
P01275366 | Parabolis antenna experim entation - EANP100
P01275367 | Slots antenna experimenta tion - EANF100
P01275368 | Accessories fit for diele ctric antenna EAND100
P01275370 | Kit for passive responder experimentation - ERRL100
P01275371 | Micro strip antenna exper imentation - EADP100
P01275374 | Acc.kit for DOPPLER effect - EDOP100
Accessories & Replacement Parts
P01270501 | IR205 - SWR Indicator
P01275301 | Quick Fixing Adaptor
P01275302 | Line Displacement Record
P01275303 | 1M Support Rail - RS100
P01275304 | 15dB horn antenna - ANC 1 00/15
P01275305 | 20DB Cross Coupler
P01275306 | 20 AND 30dB Coupling Iris - IRIS100
P01275307 | Gunn Oscillator
P01275308 | Ferrite Isolator
P01275309 | Pin Modulator
P01275310 | Variable Attenuator
P01275311 | Frequency Meter
P01275312 | Slotted Line
P01275313 | Impedance Adaptor
P01275314 | Guide coax Adaptor
P01275315 | Coaxial Detector
P01275316 | Termination
P01275317 | Short
P01275318 | Waveguide Support
P01275319 | Line Detector
P01275321 | P.I.N. diode
P01275322 | Diode Schottky
P01275323 | 25 X Smith diagram
P01275324 | Gunn alimentation CF204A
P01275325 | 10dB horn antenna - ANC100/10
P01275326 | 20dB horn antenna - ANC100/20
P01275327 | Adjustable parabolic reflector - ANP100
P01275328 | Microstrip antenna - ASP100
P01275329 | Dielectric antenna - AND100
P01275330 | Iris for adjustable slot antenna - IANF100
P01275331 | Fixed slot antenna - ANF100F
P01275332 | Adjustable slot antenna - ANF100
P01275333 | Passive radar responder - RRL100
P01275334 | Reflector disc- DR100
P01275335 | Fixed parabolic reflector - ANP100F
P01275338 | Rotating joint - JTG100
P01275339 | Calibrated attenuator - ATC100
P01275340 | Phase shifter with micrometer - DPH100
P01275341 | Directive coupler -CDT100
P01275342 | 20dB iris for directive coupler - ICDT100/20
P01275343 | 30dB iris for directive coupler - ICDT100/30
P01275344 | Ferrite circulator-CIR100
P01275345 | Waveguide parallel detector - DEG100
P01275346 | High E Plan elbow - COE100/H
P01275347 | Low E Plan elbow - COE100/B
P01275348 | H Plan elbow - COH100
P01275349 | Antenna holder stem
P01275350 | 180mm straight waveguide - GD100/180
P01275351 | Micrometer moveade short - CCM100
P01275352 | Moveable impedance adaptor - LAZ100
P01275353 | Dielectrics set - KED100
P01275354 | Dielectrics experimentati on
P01275355 | Set of 2 slotted dielectrics
P01275356 | Set of 4 full dielectrics
P01275357 | 1m Coaxial cable - CAB100
P01275358 | E-H positioner - PEH100
P01275359 | Manual rotating plateform - PTM100
P01275360 | Antenna holder - SAN100
P01275361 | Experimentation support - BTE100
P01275362 | Set of 2 absorbent pannel s - ABS100
P01275363 | Simulateur déplacements
P01275364 | Transmitting bench - BEM100
P01275375 | Set of 25 circular diagrams
P01275376 | MICROWAVE EDUCATION BENCH ES EXPERIMENTATION MANUAL
P01285101 | Thermocouple probe ST613
P01295057 | 2 BNC/BNC.cable | 3760171414118
P01297083 | Set of 5-0,2A Temporized fuse-5x20mm
P01297084 | Set of 5-0,4A Temporized fuse-5x20mm
P01298054 | Empty storage case
P01275324 | Gunn alimentation CF204A
Accessories & Replacement Parts
P01295057 | 2 BNC/BNC.cable | 3760171414118
P01285101 | Thermocouple probe ST613
P01255101 | Wattmeter RW501
Accessories & Replacement Parts
P01255901 | Counting Frame RW500
P01296033 | 1,5V Alcaline Battery LR6
P01296033A | 1,5V Alcaline Battery LR6 (x12)
P01296033B | 1,5V Alcaline Battery LR6 (x24)
P01298046 | Shoulder bag RW 500
P01255102 | Wattmeter RW511
Accessories & Replacement Parts
P01100620 | 9V Alcaline Battery
P01100620A | 9V Alcaline Battery (x12)
P01100620B | 9V Alcaline Battery (x24)
P01255901 | Counting Frame RW500
P01298046 | Shoulder bag RW 500
P01255103 | Wattmeter RW521
Accessories & Replacement Parts
P01255902 | Counting Frame RW521
P01296033 | 1,5V Alcaline Battery LR6
P01296033A | 1,5V Alcaline Battery LR6 (x12)
P01296033B | 1,5V Alcaline Battery LR6 (x24)
P01298046 | Shoulder bag RW 500
P01255104 | Wattmeter RW5012
Accessories & Replacement Parts
P01255901 | Counting Frame RW500
P01296033 | 1,5V Alcaline Battery LR6
P01296033A | 1,5V Alcaline Battery LR6 (x12)
P01296033B | 1,5V Alcaline Battery LR6 (x24)
P01298046 | Shoulder bag RW 500
P01167501 | C.A 40 Gaussmeter | 3760171413760
Accessories & Replacement Parts
P01100620 | 9V Alcaline Battery
P01100620A | 9V Alcaline Battery (x12)
P01100620B | 9V Alcaline Battery (x24)
P01298036 | Case N°5 | 3760171414569
Ns consulter | C.A 42 - CFG
Options & Rechanges
CA42 | CA 42
P01167302 | Magnetic field probe - MF400
P01167303 | Magnetic field probe - MF400 E
P01167304 | Magnetic field probe - MF05
P01167305 | Electric field probe - EF400
P01167306 | Replacement battery
P01167307 | Small storage case
P01167308 | Great storage case
P01167309 | Light carrying case
P01167310 | Aluminium trepod
P01167311 | Trigger cord
P01167312 | RS232 cord
P01167313 | Mains charger
P01167314 | VOLTAGE OUTPUT CORD
Ns consulter | Measurement report C.A 42
Ns consulter | Measurement report MF400
Ns consulter | Measurement report MF400E
Ns consulter | Measurement report MF05
Ns consulter | Measurement report EF400
P01167001B | CA 41 CHAMPMETRE | 3760171413685
P01167002A | C.A 43 Fieldmeter (with EF2A probe&Emigraph soft) | 3760171413692
Accessories & Replacement Parts
P01100620 | 9V Alcaline Battery
P01100620A | 9V Alcaline Battery (x12)
P01100620B | 9V Alcaline Battery (x24)
P01167202B | EF2A isotropic probe for C.A 41
P01167204 | Opto-electric adaptator RS232
P01167205 | EMIGRAPH Software
P01167210 | Optical fiber lead 10m
P01298009B | Shockproof Belt No.10B
P01298036 | Case N°5 | 3760171414569
P01129501 | C.A 7028 | 3760171413432
Accessories & Replacement Parts
P01101992 | REMOTE UNIT N°1 CA7028
P01101994 | REMOTE UNITS N2to5 CA7028
P01101995 | REMOTE UNITS N6to9 CA7028
P01295233 | MEASURE LEAD RJ45 CA7028
P01296033 | 1,5V Alcaline Battery LR6
P01296033A | 1,5V Alcaline Battery LR6 (x12)
P01296033B | 1,5V Alcaline Battery LR6 (x24)
P01298532 | Carrying Case N°7 Blister Packed
P01101969 | BNC Coupler
P01101970 | Headphones x2
P01101975 | RJ45 Female Adapter
P01101976 | Europe mains adapter
P01101977 | GB mains adapter
P01101985 | OPTICAL MILLIWATTMETER MW800
P01101986 | Optical Source SO850
P01101987 | Optical Source SO1300
P01101988 | Optical Source SO1310
P01101989 | Optical Source SO1550
P01101992 | REMOTE UNIT N°1 CA7028
P01101994 | REMOTE UNITS N2to5 CA7028
P01101995 | REMOTE UNITS N6to9 CA7028
P01102001 | POUYET CAT6 RJ45 Female Adaptor - Kit of 2
P01102002 | IBM CAT6 RJ45 FEM. Measurement Adaptor-Kit 2
P01102003 | KRONE CAT6 RJ45 FEM. Measurement Adaptor-Kit 2
P01295193 | "Cigarette-lighter" charge lead
P01295194 | Infra+ Cat 5 (1.5m) lead
P01295195 | Pouyet Cat 5 (1.5m) lead
P01295196 | Corel + Cat 5 (1.5m) lead
P01295197 | Alcatel RJ45 Cat 6 (1.5m) lead
P01295199 | Infra+ RJ45 Cat 6 (1.5m) lead
P01295201 | Infra+ RJ45 Cat 6 Female adapter (7cm)
P01295210 | Cable RJ45 Cat 5E
P01295211 | Intercalibration Cable
P01295222 | 3 Leads 2 Adap. Multi. Conn. ST
P01295223 | 3 Leads 2 Adap. Multi. Conn. SC
P01295224 | 3 Leads 2 Adap. Multi. Conn. FC
P01295226 | 3 Leads 2 Adap.Mono. Conn. ST
P01295227 | 3 Leads 2 Adap. Mono. Conn. SC
P01295228 | 3 Leads 2 Adap. Mono. Conn. FC
P01295229 | 3 Leads 2 Adap.Mono.Conn. MTRJ
P01295233 | MEASURE LEAD RJ45 CA7028
P01295241 | PANDUIT/POUYET CAT6 RJ45 Measurement Cord-Kit of 2
P01295242 | IBM CAT6 RJ45 Measurement Cord - Kit of 2
P01295244 | NORDX/CDT RJ45 CAT6 Measurement Cord-Kit of 2
P01295245 | MOLEX RJ45 CAT6 Measurement Cord-Kit of 2
P01295246 | SIEMON RJ45 CAT6 Measurement CORD.-Kit 2
P01295247 | KRONE RJ45 CAT6 Measurement Cord-Kit of 2
P01295248 | PL1 - UNIVERSAL Measurement Cord-Kit of 2
P01296025 | NiMH Battery
P01100403 | Lead n°143A red
P01100404 | Lead n°143B black
P01100620 | 9V Alcaline Battery
P01100620A | 9V Alcaline Battery (x12)
P01100620B | 9V Alcaline Battery (x24)
P01100726 | Set of 10 fuses, 3.15A HBC
P01101745 | Adapt. Safety Plug 4
P01101805 | Battery pack adaptator
P01101841 | Adapt. DB9F-DB25M
P01101846 | BNC adapters male/ female socket (set of 2) blister | 3760171411872
P01101847 | BNC adapters male/male plug (set of 2) blister | 3760171411889
P01101892A | 10 Shunt BK
P01102053Z | Crocodile-clip wire grips | 3760171410318
P01102055Z | Insulation-piercing grips | 3760171410332
P01102095 | DATAVIEW SOFTWARE | 3760171418734
P01102097 | 40KV HIGH VOLTAGE PROBE
P01102100Z | BNC Insulated F-Banana 4M | 3760171410509
P01102101Z | BNC Insulated F-Banana 4M | 3760171410868
P01102106Z | Adapter TC-K for DMMx2 | 3760171416617
P01102107Z | TC-K Fil et Adapt. for DMM | 3760171416624
P01102113 | VELCROT BELT X5
P01102114Z | SET OF ADAPTERS FOR B22, E27,2P_PH/N | 3760171417898
P01103058Z | Set of 2 magnetized measu rement probes (red/black) | 3760171417379
P01103059Z | Removable test prob | 3760171417485
P01103060Z | Removable test probe for Tester or DMM | 3760171417492
P01103061Z | Removable test probe whit locking stud | 3760171417508
P01174903 | Set of 3 mechanical tips (cone, tube, wheel)
P01295006 | Lead No.211
P01295056 | Lead 25cm D4MDA-D4MDA BK
P01295057 | 2 BNC/BNC.cable | 3760171414118
P01295073A | LEAD L2 D4F-D4F VJ X5
P01295092 | Right/right cord blister (set of 4)
P01295093 | Right/right cord YW+WE (set of 2)
P01295094 | Right/angled cord (3m)
P01295096 | Right/angled cord(3m) YW+WE (set of2)
P01295097 | Right/right cord (3m) blister (set of 2) | 3760171418154
P01295098 | Right/right cord (3m) blister (set of 4)
P01295250 | Lead with Tprobe D4 IP2X BK | 3760171410615
P01295251 | Lead with Tprobe D4 IP2X RD
P01295285Z | Lead IP2X 0,25 RD 0,85 BK for DDT | 3760171410226
P01295288Z | Lead 1,5M MD4 MD4 15A MONOM PVC CAT4 600V | 3760171410257
P01295289Z | Lead 1,5M MD4 MC4 15A MONOM PVC CAT4 600V | 3760171410264
P01295290Z | Lead 2M MF4 MF4 20A MONOM PVC CAT3 600V | 3760171410271
P01295450Z | PVC moulded leads 1,5m DM4-DM4 Cat4 1kV RD/BK | 3760171416419
P01295451Z | PVC moulded leads 1,5m DM4-CM4 Cat4 1kV RD/BK | 3760171416426
P01295452Z | Silicone moulded leads 1,5 m DM4-DM4 Cat4 1kV RD/BK | 3760171416433
P01295453Z | Silicone moulded leads 1,5 m DM4-CM4 Cat4 1kV RD/BK | 3760171416440
P01295454Z | Moulded test probe Cat4 1kV RD/BK | 3760171416457
P01295455Z | 2 PVC leads/test probes 15A 1.5m 1000V cat 4 | 3760171416464
P01295456Z | Lead 1,5m test probes CM4 15A PVC Cat4 1kV RD/BK | 3760171416471
P01295457Z | Crocodile clip Cat4 1kV RD/BK | 3760171416488
P01295458Z | Test probe 4mm Cat2 300V RD/BK | 3760171416495
P01295459Z | Test accessories for DMM | 3760171416501
P01295460Z | Test probe 2mm Cat2 300V RD/BK | 3760171416600
P01295461Z | Lead IP2X 1,5m test probe -CM4 Cat4 600V for DMM RD/BK | 3760171417348
P01295462Z | Lead IP2X 1,5m test probe 4- CF4 for DDT RD/BK | 3760171417355
P01295463Z | Lead IP2X 1,5m test probe-CF4 Cat4 600V for DDT RD/BK | 3760171417362
P01295464Z | Lead 0,85m black with test probe for DDT | 3760171417515
P01296010 | Battery No.1 Cd-Ni 12V 2Ah
P01296012 | Battery No.2 Cd-Ni 6V 7Ah
P01296016 | Lithium battery 3V
P01296030 | BATTERY PACK NiMH 6V/8,5A h
P01296032 | 1,5V Alcaline Battery LR03
P01296032A | 1,5V Alcaline Battery LR03 (x12)
P01296032B | 1,5V Alcaline Battery LR03 (x24)
P01296033 | 1,5V Alcaline Battery LR6
P01296033A | 1,5V Alcaline Battery LR6 (x12)
P01296033B | 1,5V Alcaline Battery LR6 (x24)
P01296034 | 1,5V Alcaline battery LR14
P01296034A | 1,5V Alcaline Battery LR14 (x12)
P01296034B | 1,5V Alcaline Battery LR14 (x24)
P01296036 | LR44 ALKALINE BATTERY SET OF 2
P01297012 | Set of 10 fuses, HBC 0.1A 6.35 x 31.5mm | 3760171414330
P01297013 | Set of 10 fuses, 8A 380V
P01297014 | Set of 10 Fuses, 315mA HBC
P01297015 | Set of 10 Fuses,1.25A HBC
P01297016 | Set of 10 fuses, 6.3A HBC
P01297020 | Set of 10 fuses, 0.4A HBC
P01297021 | Set of 10 fuses, 12A HBC
P01297022 | Fuse HPC 6.3 x 32FF 1.6A 600V | 3760171414347
P01297028 | Set of 10 fuses, 0.5A HBC | 3760171414354
P01297035 | Set of 10 fuses, 5A HBC | 3760171414378
P01297036 | Set of 10 fuses, 1.6A HBC | 3760171414385
P01297037 | Set of 10 fuses, 16A HBC | 3760171414392
P01297038 | Set of 10 fuses, 10A HBC | 3760171414408
P01297039 | Set of 10 fuses, 1A HBC | 3760171414415
P01297040 | Set of 3 fuses, 1A HBC
P01297067 | Fuses 2X 5A X2
P01297078 | Fuse 0.63A-660V 6 3X32FF x5 | 3760171414422
P01297089 | 10 FUSES 3,2x32 16A/250V
P01297090 | 10 FUSES 5,0x20 2A/250V
P01297092 | Fuse HPC 11A 10x38 1000V x 5 | 3760171416211
P01297093 | Fuse HPC 800mA 6x32 1000V x 5
P01297094 | Fuse HPC 440mA 10x38 1000V x 5 | 3760171416228
P01297096 | FUSE 10X38 HPC 10A
P01297097 | FUSE 6X32 FF 0.5A
P01297098 | FUSE 6X32 FF 0.63A
P01297099 | F_5X20F--.125A_250V35AX10
P01298004 | Case N°10 | 3760171414460
P01298007 | Carrying Case | 3760171414491
P01298008 | Case No.10 (no padding)
P01298009B | Shockproof Belt No.10B
P01298012 | Shoulder bag No.10 | 3760171414514
P01298012Z | Shoulder bag No.10 blister (set of 5 pieces)
P01298015 | Shockproof case No.12 | 3760171414521
P01298016 | Shockproof case N°13 | 3760171414538
P01298033 | Shoulder bag for multimeter and clamp | 3760171414552
P01298036 | Case N°5 | 3760171414569
P01298037 | Carrying case for analog multimeter | 3760171414576
P01298037A | Carrying case for analogic multimeter
P01298038 | Carrying case for multimeter | 3760171414583
P01298065Z | Carrying Case 200x100x40 | 3760171414651
P01298068 | Heavy duty case 272X248X130 | 3760171416259
P01298069 | Heavy duty carrying case 272X248X182 | 3760171416266
P01298071 | Case 270x195x65 | 3760171414675
P01298072 | Case 440x310x135 | 3760171414682
P01298074 | Softcase 120x200x600 with MultiFix | 3760171417386
P01298075 | Softcase 120x245x600 with MultiFix | 3760171417393
P01298076 | Softcase 120x320x600 with MultiFix | 3760171417409
P01600336 | Set of 6 fast fuses, 310m
P02297302 | Fuses 0.2A | 3760171414934
P03100850 | Holster No.5
P03295509 | Set of 10 fuses, 315mA HBC
P03297502 | Set of 10 Fuses, 10A
P03297505 | Set of 10 fuses, 16A HBC
P03297507 | Set of 10 Fuses, 1A HBC
P03297508 | Set of 10 Fuses, 16mA fast
P03297509 | Set of 10 fuses, 315mA HBC
P03297510 | Set of 10 Fuses, 10A HBC
P03297513 | Set of 10 Fuses, 2A HBC
P03297514 | Set of 10 fuses, 0.1A HBC | 3760171414958
P03298502 | Handy case SIP/01 (spare)
P03298504 | Case TPX 01
P03652911 | Case N°5